## CompoundOverview
|  |  | Last Update: 27.01.2022 | [6 empty] | All (see 'Products to be sampled in 2022'-sheet) |  |  |  |  | QuEChERS Recovery Data | [6 empty] | QuOil Validation Data | [6 empty] | Sweet Validation Data | [6 empty] | S19 Validation Data | [6 empty] | QuPPe Validation Data | [6 empty] | Validation data available in EURL-DataPool?
Status | MatrixGroup relevant for Monitoring | Datapool ID | Compound GROUP (can be used as a filter to isolate related compounds) | Compound | Control Program | Annex Working Doc. | Remark on MRL RD | MRL Residue Definition (Click above to see Remark) | Priority of Analysis | Products to be tested (according to MACP, Reg. 2021/601; OR according to remarks in WD SANCO/12745/2013) | METHOD TYPE required to cover COMPOUND | METHOD TYPE required to cover RES. DEF. | GC-Amenable | LC-Amenable | Spiking Level (min.) | Spiking Level (max.) | Median (%) | Mean (%) | RSD (%) | No. Of Recoveries | No. Of Labs | Spiking Level (min.) | Spiking Level (max.) | Median (%) | Mean (%) | RSD (%) | No. Of Recoveries | No. Of Labs | Spiking Level (min.) | Spiking Level (max.) | Median (%) | Mean (%) | RSD (%) | No. Of Recoveries | No. Of Labs | Spiking Level (min.) | Spiking Level (max.) | Median (%) | Mean (%) | RSD (%) | No. Of Recoveries | No. Of Labs | Spiking Level (min.) | Spiking Level (max.) | Median (%) | Mean (%) | RSD (%) | No. Of Recoveries | No. Of Labs | Click on (+) above for info on validation data (for add. data go to EURL DataPool) | EURL-FV | Remark | EURL-CF | Remark | Notes on the previous version of the Method Finder-List | EURL-AO | Remark | EURL-SRM | Remark | Internal Remarks for next revision of MACP/WD
EURL reports pending | Plant | 312 | 1-Naphthylacetic acid (NAA) and 1-Naphthylacetamide (NAD) | 1-Naphthylacetamide (NAD) | WD - Plant (2022) | Annex II (Support requested from EURLs) | Reg. (EU) 2016/1015 Applicable from: 19/01/2017 | 1-Naphthylacetamide and 1-naphthylacetic acid (sum of 1-naphthylacetamide and 1-naphthylacetic acid and its salts, expressed as 1-naphythlacetic acid) | 2B | Relevant for matrices of the cucurbit family. Also relevant for aubergines, pears, peaches, strawberries and sweet peppers. | MRM/SRM | MRM/SRM | No Data | Yes | [36 empty] | FV2011-M5; FV2017-M22; FV2018-M25 | Method Validation, HRAMS Database | CF-13; CF-28 | Method Validation; Method Validation |  |  |  | SRM-43 | Anal. Observ. Report
EURL reports pending | Plant | 502 | 1-Naphthylacetic acid (NAA) and 1-Naphthylacetamide (NAD) | 1-Naphthylacetic acid (NAA) | WD - Plant (2022) | Annex II (Support requested from EURLs) | Reg. (EU) 2016/1015 Applicable from: 19/01/2017 | 1-Naphthylacetamide and 1-naphthylacetic acid (sum of 1-naphthylacetamide and 1-naphthylacetic acid and its salts, expressed as 1-naphythlacetic acid) | 2B | Relevant for matrices of the cucurbit family. Also relevant for aubergines, pears, peaches, strawberries and sweet peppers. | MRM/SRM | MRM/SRM | No | Yes | [43 empty] | SRM-02; SRM-43 | Anal. Observ. Reports
EURL reports pending | Plant | 1722 | 1-Naphthylacetic acid (NAA) and 1-Naphthylacetamide (NAD) | 1-Naphthylacetic acid (NAA) and 1-Naphthylacetamide (NAD) (sum) | WD - Plant (2022) | Annex II (Support requested from EURLs) | Reg. (EU) 2016/1015 Applicable from: 19/01/2017 | 1-Naphthylacetamide and 1-naphthylacetic acid (sum of 1-naphthylacetamide and 1-naphthylacetic acid and its salts, expressed as 1-naphythlacetic acid) | 2B | Relevant for matrices of the cucurbit family. Also relevant for aubergines, pears, peaches, strawberries and sweet peppers. |  | MRM/SRM | [45 empty] | SRM-43 | Anal. Observ. Report
EURL reports pending | Plant | 1 | 2,4-D | 2,4-D | MACP - Plant (2022 ff) |  | Reg. (EU) 2019/1791 Applicable from: 18/11/2019 | 2,4-D (sum of 2,4-D, its salts, its esters and its conjugates, expressed as 2,4-D) | Obligatory (certain commodities) | It shall only be analysed in and on lettuces, spinaches and tomatoes in 2022; in and on oranges, cauliflowers, brown rice and dried beans in 2023; in and on grapefruits, table grapes, aubergines and broccoli in 2024. | MRM/SRM | SRM | No | Yes | 0.002 | 1 | 97.6 | 94 | 15 | 1964 | 12 | 0.01 | 0.125 | 92.1 | 85 | 17 | 38 | 3 | [22 empty] | FV2013-M8; FV2014-M16; FV2015-M18; FV2017-CEN; FV2018-M27; FV2019-M29; FV2019-M30; FV2019-M31; FV2019-M33; FV2019-M34; FV 2020-M37; FV 2020-M38; FV 2020-M39; FV 2020-M42 | Method Development, Method Validation, Analytical observation | [5 empty] | SRM-02; SRM-43 | Anal. Observ. Reports
EURL reports pending | Plant | 1830 | 2,4-D | 2,4-D (sum, following hydrolysis) | MACP - Plant (2022 ff) |  | Reg. (EU) 2019/1791 Applicable from: 18/11/2019 | 2,4-D (sum of 2,4-D, its salts, its esters and its conjugates, expressed as 2,4-D) | Obligatory (certain commodities) | It shall only be analysed in and on lettuces, spinaches and tomatoes in 2022; in and on oranges, cauliflowers, brown rice and dried beans in 2023; in and on grapefruits, table grapes, aubergines and broccoli in 2024. |  | SRM | No | Yes | [43 empty] | SRM-02; SRM-43 | Anal. Observ. Reports
EURL reports pending | Plant | 577 | 2,4-DB | 2,4-DB | WD - Interest for Cumulative Risk Assessment | Annex III (cummulative) | Reg. (EU) No 668/2013; Applicable from: 02/02/2014 | 2,4-DB (sum of 2,4-DB, its salts, its esters and its conjugates, expressed as 2,4-DB) (R) |  | especially relevant for citrus fruits , pome fruits and chamomile | MRM/SRM | SRM | No | Yes | 0.002 | 0.5 | 102 | 102 | 11 | 1330 | 8 | 0.01 | 0.125 | 91.2 | 92 | 10 | 37 | 2 | [29 empty] | SRM-02; SRM-43 | Anal. Observ. Reports
EURL reports pending | Plant | 1675 | 2,4-DB | 2,4-DB (sum, following hydrolysis) | WD - Interest for Cumulative Risk Assessment | Annex III (cummulative) | Reg. (EU) No 668/2013; Applicable from: 02/02/2014 | 2,4-DB (sum of 2,4-DB, its salts, its esters and its conjugates, expressed as 2,4-DB) (R) |  | especially relevant for citrus fruits , pome fruits and chamomile |  | SRM | No | Yes | 0.002 | 0.5 | 102 | 102 | 11 | 1330 | 8 | 0.01 | 0.125 | 91.2 | 92 | 10 | 37 | 2 | [29 empty] | SRM-02; SRM-43 | Anal. Observ. Reports
EURL reports pending | Plant | 575 | 4-CPA (4-chlorophenoxyacetic acid) | 4-CPA (4-chlorophenoxyacetic acid) | WD - Plant (2022) | Annex II (Support requested from EURLs) | - | _No specific RD established so far | 2B | Especially relevant in zucchini, aubergines, melons, peanuts, soya and soya sprouts | MRM/SRM | MRM/SRM | No | Yes | [43 empty] | SRM-02 | Anal. Observ. Report
NEW 2022; EURL reports pending | Plant | 553 | 8-Hydroxyquinoline | 8-Hydroxyquinoline | WD - Interest for Cumulative Risk Assessment | Annex III (cummulative) | Reg. (EU) No 1004/2013; Applicable from: 20/10/2013 | 8-hydroxyquinoline (sum of 8-hydroxyquinoline and its salts, expressed as 8-hydroxyquinoline) |  | especially interesting on tomatoes |  |  | No | Difficult
EURL reports pending | Plant | 3 | Abamectin | Abamectin (sum) | MACP - Plant (2022 ff) |  | Reg. (EU) 2018/1514  Applicable from: 01/11/2018 | Abamectin (sum of avermectin B1a, avermectin B1b and delta-8,9 isomer of avermectin B1a, expressed as avermectin B1a) (F) (R) | Obligatory | All (see 'Products to be sampled in 2022'-sheet) |  | MRM/SRM | No | Yes | [36 empty] | FV2010-M4; FV2017-CEN; FV2018-M27; FV2019-M34 | Method Development, Analytical observation | [5 empty] | SRM-01 | Method Validation
EURL reports pending | Plant | 704 | Abamectin | Avermectin B1a | MACP - Plant (2022 ff) |  | Reg. (EU) 2018/1514  Applicable from: 01/11/2018 | Abamectin (sum of avermectin B1a, avermectin B1b and delta-8,9 isomer of avermectin B1a, expressed as avermectin B1a) (F) (R) | Obligatory | All (see 'Products to be sampled in 2022'-sheet) | MRM/SRM | MRM/SRM | No | Yes | 0.005 | 0.2 | 96.1 | 96 | 17 | 738 | 8 | 0.01 | 0.125 | 88.6 | 89 | 11 | 27 | 4 | 0.05 | 0.05 | 101.5 | 102 | 30 | 2 | 1 | [15 empty] | FV2018-M24; FV2019-M29; FV2019-M31; FV2019-M32; FV 2020-M42 | Method Development, Method Validation, HRAMS Database, Analytical observation | CF-6; CF-16 | Method Validation; Method Validation |  |  |  | SRM-01 | Method Validation
EURL reports pending | Plant | 719 | Abamectin | Avermectin B1a, 8,9-Z-~ | MACP - Plant (2022 ff) |  | Reg. (EU) 2018/1514  Applicable from: 01/11/2018 | Abamectin (sum of avermectin B1a, avermectin B1b and delta-8,9 isomer of avermectin B1a, expressed as avermectin B1a) (F) (R) | Obligatory | All (see 'Products to be sampled in 2022'-sheet) | MRM/SRM | MRM/SRM | No | Yes | 0.005 | 0.1 | 98 | 99 | 12 | 272 | 6 | 0.01 | 0.125 | 79.3 | 80 | 13 | 55 | 6 | [29 empty] | SRM-01 | Method Validation
EURL reports pending | Plant | 705 | Abamectin | Avermectin B1b | MACP - Plant (2022 ff) |  | Reg. (EU) 2018/1514  Applicable from: 01/11/2018 | Abamectin (sum of avermectin B1a, avermectin B1b and delta-8,9 isomer of avermectin B1a, expressed as avermectin B1a) (F) (R) | Obligatory | All (see 'Products to be sampled in 2022'-sheet) | MRM/SRM | MRM/SRM | No | Yes | 0.005 | 0.1 | 97.9 | 99 | 16 | 329 | 3 | 0.02 | 0.1 | 77 | 78 | 9 | 11 | 2 | [22 empty] | FV2018-M24; FV2019-M29; | Method Validation, HRAMS Database | CF-6 | Method Validation |  |  |  | SRM-01 | Method Validation
EURL reports pending | Plant | 4 | Acephate | Acephate | MACP - Plant (2022 ff) |  | Reg. (EU) No 899/2012; Applicable from: 26.04.2013 | Acephate | Obligatory | All (see 'Products to be sampled in 2022'-sheet) | MRM/SRM | MRM/SRM | Difficult | Yes | 0.001 | 0.75 | 83.9 | 84 | 13 | 927 | 8 | 0.01 | 0.125 | 88.5 | 88 | 9 | 41 | 3 | 0.05 | 0.05 | 73 | 73 | 6 | 2 | 1 | [15 empty] | FV2010-M1; FV2010-M4; FV2012-M7; FV2014-M11; FV2014-M12; FV2014-M16; FV2015-M18; FV2017-CEN; FV2017-M22; FV2018-M24; FV2018-M25; FV2018-M27; FV2018-M28; FV2019-M29; FV2019-M30; FV2019-M31; FV2019-M32; FV2019-M34; FV 2020-M37; FV 2020-M38; FV 2020-M39; FV 2020-M42 | Method Development, Method Validation, Analytical observation, HRAMS Database | CF-35; CF-36 | Method Validation; Method Validation
EURL reports pending | Plant | 477 | Acetamiprid | Acetamiprid | MACP - Plant (2022 ff) |  | Reg. (EU) 2019/88 Applicable from: 13/08/2019 | Acetamiprid (R) | Obligatory | All (see 'Products to be sampled in 2022'-sheet) | MRM | MRM | Difficult | Yes | 0.002 | 3.4 | 97 | 97 | 9 | 1967 | 17 | 0.01 | 0.125 | 100 | 99 | 8 | 75 | 4 | 0.05 | 0.05 | 98 | 98 | 4 | 3 | 1 | [15 empty] | FV2010-M1; FV2010-M4; FV2012-M6; FV2012-M7; FV2013-M8; FV2014-M11; FV2014-M12; FV2014-M15; FV2014-M16; FV2015-M18; FV2015-M19; FV2017-CEN; FV2017-M22; FV2018-M24; FV2018-M25; FV2018-M27; FV2019-M29; FV2019-M30; FV2019-M31; FV2019-M32; FV2019-M34; FV 2020-M37; FV 2020-M38; FV 2020-M39; FV 2020-M42 | Method Development, Method Validation, Analytical observation, HRAMS Database | CF-15; CF-21; CF-22; CF-26; CF-28; CF-31; CF-33; CF-35; CF-36 | Method Validation; Method Validation; Method Validation; Method Validation; Method Validation; Method Validation; Method Validation; Method Validation; Method Validation
EURL reports pending | Honey | 477 | Acetamiprid | Acetamiprid | WD - Honey (2022) | Annex VII | Reg. (EU) 2019/88 Applicable from: 13/08/2019 | Acetamiprid (R) |  | Honey | MRM | MRM | Difficult | Yes | [41 empty] | AO-M09; AO-M08; AO-M28 | Method Development; Method Validation
EURL reports pending | Plant | 5 | Aclonifen | Aclonifen | MACP - Plant (2022 ff) |  | Reg. (EU) 2021/1531; Applicable from: 10/10/2021 | Aclonifen | Obligatory (certain commodities) | It shall only be analysed in and on carrots in 2023 | MRM | MRM | Yes | Yes | [38 empty] | CF-2; CF-28 | Method Validation; Method Validation | CF-35 & CF-36 was erroneously listed in the previous version |  |  |  |  | MRM compound no need to restrict commodities
EURL reports pending | Plant | 6 | Acrinathrin | Acrinathrin | MACP - Plant (2022 ff) |  | Reg. (EU) 2021/1531; Applicable from: 10/10/2021 | Acrinathrin (F) | Obligatory | All (see 'Products to be sampled in 2022'-sheet) | MRM | MRM | Yes | Difficult | 0.002 | 1 | 99.8 | 100 | 13 | 1271 | 13 | 0.01 | 0.25 | 96.1 | 100 | 11 | 15 | 3 | 0.01 | 0.05 | 104 | 107 | 29 | 3 | 1 | 0.005 | 0.05 | 82 | 84 | 10 | 43 | 1 | [8 empty] | FV2010-M1; FV2010-M4; FV2012-M7; FV2014-M11; FV2014-M12; FV2015-M17; FV2017-M22; FV2018-M25; FV2019-M29; FV2019-M34; FV 2020-M35; FV 2020-M37; FV 2020-M42; FV 2021-M43 | Method Development, Method Validation, HRAMS Database, Analytical Observation | CF-2; CF-21; CF-22; CF-27; CF-28; CF-31; CF-33; CF-35; CF-36 | Method Validation; Method Validation; Method Validation; Method Validation; Method Validation; Method Validation; Method Validation; Method Validation; Method Validation
EURL reports pending | Plant | 8 | Aldicarb | Aldicarb | MACP - Plant (2022 ff) |  | Reg. (EU) No 310/2011; Applicable from: 21.10.2011 | Aldicarb (sum of aldicarb, its sulfoxide and its sulfone, expressed as aldicarb) | Obligatory | All (see 'Products to be sampled in 2022'-sheet) | MRM | MRM/SRM | No | Yes | 0.001 | 0.2 | 96.2 | 96 | 11 | 967 | 9 | 0.01 | 0.125 | 95.6 | 97 | 10 | 87 | 7 | 0.05 | 0.05 | 104 | 103 | 3 | 3 | 1 | [15 empty] | FV2010-M1; FV2010-M4; FV2012-M6; FV2012-M7; FV2014-M11; FV2014-M16; FV2015-M18; FV2015-M19; FV2017-CEN; FV2018-M24; FV2019-M29; FV2019-M30; FV2019-M31; FV2019-M32; FV2019-M34; FV 2020-M37; FV 2020-M39; FV 2020-M42 | Method Development, Method Validation, HRAMS Database, Analytical observation | CF-15; CF-21; CF-26; CF-31; CF-32; CF-35; CF-36 | Method Validation; Method Validation; Method Validation; Method Validation; Method Validation; Method Validation; Method Validation
EURL reports pending | Plant | 706 | Aldicarb | Aldicarb (sum) | MACP - Plant (2022 ff) |  | Reg. (EU) No 310/2011; Applicable from: 21.10.2011 | Aldicarb (sum of aldicarb, its sulfoxide and its sulfone, expressed as aldicarb) | Obligatory | All (see 'Products to be sampled in 2022'-sheet) |  | MRM/SRM | No | Yes | [36 empty] | See single components |  | See single components |  | CF-35 & CF-36 was erroneously listed in the previous version
EURL reports pending | Plant | 609 | Aldicarb | Aldicarb-Sulfone | MACP - Plant (2022 ff) |  | Reg. (EU) No 310/2011; Applicable from: 21.10.2011 | Aldicarb (sum of aldicarb, its sulfoxide and its sulfone, expressed as aldicarb) | Obligatory | All (see 'Products to be sampled in 2022'-sheet) | MRM | MRM/SRM | Yes | Yes | 0.001 | 0.4 | 96.5 | 97 | 12 | 896 | 12 | 0.01 | 0.125 | 93.7 | 95 | 11 | 89 | 5 | 0.05 | 0.05 | 94 | 88 | 15 | 3 | 1 | [15 empty] | FV2010-M4; FV2012-M6; FV2012-M7; FV2014-M16; FV2015-M18; FV2015-M19; FV2017-CEN; FV2018-M24; FV2019-M29; FV2019-M30; FV2019-M31; FV2019-M32; FV2019-M34; FV 2020-M39 | Method Development, Method Validation, HRAMS Database | CF-21; CF-22; CF-26; CF-28; CF-33; CF-35; | Method Validation; Method Validation; Method Validation; Method Validation; Method Validation; Method Validation
EURL reports pending | Plant | 610 | Aldicarb | Aldicarb-Sulfoxide | MACP - Plant (2022 ff) |  | Reg. (EU) No 310/2011; Applicable from: 21.10.2011 | Aldicarb (sum of aldicarb, its sulfoxide and its sulfone, expressed as aldicarb) | Obligatory | All (see 'Products to be sampled in 2022'-sheet) | MRM/SRM | MRM/SRM | No | Yes | 0.001 | 0.4 | 86.7 | 86 | 13 | 957 | 14 | 0.01 | 0.125 | 93.3 | 94 | 11 | 101 | 7 | 0.05 | 0.05 | 90 | 90 | 3 | 2 | 1 | [15 empty] | FV2010-M4; FV2012-M6; FV2012-M7; FV2014-M16; FV2015-M18; FV2015-M19; FV2017-CEN; FV2018-M24; FV2019-M29; FV2019-M31; FV2019-M32; FV2019-M34; FV 2020-M39; FV 2020-M42 | Method Development, Method Validation, HRAMS Database, Analytical observation | CF-22; CF-28; CF-31; CF-36 | Method Validation; Method Validation; Method Validation; Method Validation | CF-35 was erroneously listed in the previous version
EURL reports pending | Plant | 10 | Aldrin/Dieldrin | Aldrin | MACP - Plant (2022 ff) |  | Reg. (EC) No 839/2008; Applicable from: 01.09.2008 | Aldrin and Dieldrin (Aldrin and dieldrin combined expressed as dieldrin) (F) | Obligatory | All (see 'Products to be sampled in 2022'-sheet) | MRM | MRM | Yes | No | 0.01 | 1 | 99.2 | 97 | 15 | 447 | 8 | 0.1 | 0.1 | 48 | 48 | 3 | 5 | 1 | 0.01 | 0.05 | 95 | 97 | 12 | 5 | 1 | [15 empty] | FV 2020-M35 | Method development | CF-22; CF-27; CF-28; CF-31; CF-33; CF-35; CF-36; CF-(S1-S9) | Method Validation; Method Validation; Method Validation; Method Validation; Method Validation; Method Validation; Method Validation; Screening Report | CF-34 was erroneously listed in the previos version
EURL reports pending | Animal | 10 | Aldrin/Dieldrin | Aldrin | MACP - Animal (2022 ff) |  | Reg. (EC) No 839/2008; Applicable from: 01.09.2008 | Aldrin and Dieldrin (Aldrin and dieldrin combined expressed as dieldrin) (F) | Obligatory | All (see 'Products to be sampled in 2022'-sheet) | MRM | MRM | Yes | No | [41 empty] | AO-M02; AO-M14; AO-M15; AO-M12; AO-M24; AO-M25; AO-M33; AO-M34; AO-M36 | Method Development; Method Validation
EURL reports pending | Plant | 668 | Aldrin/Dieldrin | Aldrin/Dieldrin (sum) | MACP - Plant (2022 ff) |  | Reg. (EC) No 839/2008; Applicable from: 01.09.2008 | Aldrin and Dieldrin (Aldrin and dieldrin combined expressed as dieldrin) (F) | Obligatory | All (see 'Products to be sampled in 2022'-sheet) |  | MRM | Yes | No Data | [36 empty] | See single components |  | See single components |  | CF-35 & CF-36 was erroneously listed in the previous version
EURL reports pending | Animal | 668 | Aldrin/Dieldrin | Aldrin/Dieldrin (sum) | MACP - Animal (2022 ff) |  | Reg. (EC) No 839/2008; Applicable from: 01.09.2008 | Aldrin and Dieldrin (Aldrin and dieldrin combined expressed as dieldrin) (F) | Obligatory | All (see 'Products to be sampled in 2022'-sheet) |  | MRM | Yes | No Data | [41 empty] | AO-M02; AO-M14; AO-M15; AO-M12; AO-M24; AO-M25; AO-M33; AO-M34; AO-M36 | Method Development; Method Validation
EURL reports pending | Plant | 146 | Aldrin/Dieldrin | Dieldrin | MACP - Plant (2022 ff) |  | Reg. (EC) No 839/2008; Applicable from: 01.09.2008 | Aldrin and Dieldrin (Aldrin and dieldrin combined expressed as dieldrin) (F) | Obligatory | All (see 'Products to be sampled in 2022'-sheet) | MRM | MRM | Yes | No | 0.002 | 1 | 100 | 101 | 13 | 1035 | 14 | 0.01 | 0.25 | 70.4 | 76 | 16 | 13 | 3 | 0.01 | 0.05 | 94 | 92 | 6 | 6 | 1 | [15 empty] | FV 2020-M35; FV 2020-M37; FV 2021-M43 | Analytical observation, Method development | CF-27; CF-28; CF-31; CF-33; CF-35; CF-36; CF-(S1-S9) | Method Validation; Method Validation; Method Validation; Method Validation; Method Validation; Method Validation; Screening Report
EURL reports pending | Animal | 146 | Aldrin/Dieldrin | Dieldrin | MACP - Animal (2022 ff) |  | Reg. (EC) No 839/2008; Applicable from: 01.09.2008 | Aldrin and Dieldrin (Aldrin and dieldrin combined expressed as dieldrin) (F) | Obligatory | All (see 'Products to be sampled in 2022'-sheet) | MRM | MRM | Yes | No | [41 empty] | AO-M02; AO-M14; AO-M15; AO-M12; AO-M24; AO-M25; AO-M33; AO-M34; AO-M36 | Method Development; Method Validation
EURL reports pending |  | 1185 | Ametoctradin | Ametoctradin | MACP - Plant (2022 ff) |  | Reg. (EU) 2021/1110; Applicable from: 27/01/2022 | Ametoctradin (R) | Obligatory | All (see 'Products to be sampled in 2022'-sheet) | MRM | MRM | Yes | Yes | [36 empty] | FV 2020-M37; FV 2020-M38; FV 2020-M39; FV 2020-M42 | Analytical observation, Method development, Method Validation | CF-13; CF-28 | Method Validation; Method Validation
EURL reports pending | Animal | 1506 | Aminocyclopyrachlor | Aminocyclopyrachlor | WD - Animal (2022) | Annex II (Support requested from EURLs) | - | _No specific RD established so far |  | animal fat, milk, liver and kidney. | SRM | SRM | Yes | Yes | [43 empty] | SRM-09 | Method Development; Method Validation
EURL reports pending | Plant | 16 | Amitraz | Amitraz | WD - Plant (2022) | Annex IV (few findings) | Reg. (EU) 2017/623; Applicable from: 26/04/2017 | Amitraz (amitraz including the metabolites containing the 2,4 -dimethylaniline moiety expressed as amitraz) | 2A | Especially relevant for sweet peppers, apples, tomatoes, aubergines, grapefruit, oranges, peaches and pears. Additionally relevant for chili peppers, honey, papaya, basil, green beans, okra, mandarins, cucumbers; not relevant for cereals. | MRM/SRM | SRM | Difficult | Yes | 0.001 | 0.5 | 94.1 | 92 | 18 | 292 | 5 | 0.02 | 0.1 | 30.8 | 31 | 37 | 2 | 1 | 0.05 | 0.05 | 83 | 83 |  | 1 | 1 | [15 empty] | FV2010-M1; FV2010-M4; FV2012-M7; FV2017-M22; FV2018-M25; | Method Development, HRAMS Database | CF-22; CF-31; CF-(S1-S9) | Method Validation; Method Validation; Screening Report | CF-35 & CF-36 was erroneously listed in the previous version |  |  | SRM-05; https://www.sciencedirect.com/science/article/abs/pii/S0308814614008899?via%3Dihub | Method Validation
EURL reports pending | Honey | 16 | Amitraz | Amitraz | WD - Honey (2022) | Annex VII | Reg. (EU) 2017/623; Applicable from: 26/04/2017 | Amitraz (amitraz including the metabolites containing the 2,4 -dimethylaniline moiety expressed as amitraz) |  | honey | MRM/SRM | SRM | Difficult | Yes | [41 empty] | AO-M09 | Method Development | SRM-05; https://www.sciencedirect.com/science/article/abs/pii/S0308814614008899?via%3Dihub | Method Validation
EURL reports pending | Plant | 1676 | Amitraz | Amitraz (sum, following hydrolysis to 2,4 -dimethylaniline) | WD - Plant (2022) | Annex IV (few findings) | Reg. (EU) 2017/623; Applicable from: 26/04/2017 | Amitraz (amitraz including the metabolites containing the 2,4 -dimethylaniline moiety expressed as amitraz) | 2A | Especially relevant for sweet peppers, apples, tomatoes, aubergines, grapefruit, oranges, peaches and pears. Additionally relevant for chili peppers, honey, papaya, basil, green beans, okra, mandarins, cucumbers; not relevant for cereals. |  | SRM | Difficult | Yes | [40 empty] | CF-35 & CF-36 was erroneously listed in the previous version |  |  | https://www.sciencedirect.com/science/article/abs/pii/S0308814614008899?via%3Dihub | Method Development
EURL reports pending | Honey | 1676 | Amitraz | Amitraz (sum, following hydrolysis to 2,4 -dimethylaniline) | WD - Honey (2022) | Annex VII | Reg. (EU) 2017/623; Applicable from: 26/04/2017 | Amitraz (amitraz including the metabolites containing the 2,4 -dimethylaniline moiety expressed as amitraz) |  | honey |  | SRM | Difficult | Yes | [43 empty] | https://www.sciencedirect.com/science/article/abs/pii/S0308814614008899?via%3Dihub | Method Development
EURL reports pending | Plant | 1073 | Amitraz | Dimethylanilin, 2,4- | WD - Plant (2022) | Annex IV (few findings) | Reg. (EU) 2017/623; Applicable from: 26/04/2017 | Amitraz (amitraz including the metabolites containing the 2,4 -dimethylaniline moiety expressed as amitraz) | 2A | Especially relevant for sweet peppers, apples, tomatoes, aubergines, grapefruit, oranges, peaches and pears. Additionally relevant for chili peppers, honey, papaya, basil, green beans, okra, mandarins, cucumbers; not relevant for cereals. | MRM/SRM | SRM | Difficult | Yes | 0.025 | 0.08325 | 72 | 70 | 20 | 60 | 1 | 0.125 | 0.125 | 73 | 73 |  | 1 | 1 | [26 empty] | CF-35 & CF-36 was erroneously listed in the previous version |  |  | https://www.sciencedirect.com/science/article/abs/pii/S0308814614008899?via%3Dihub | Method Development
EURL reports pending | Honey | 1073 | Amitraz | Dimethylanilin, 2,4- | WD - Honey (2022) | Annex VII | Reg. (EU) 2017/623; Applicable from: 26/04/2017 | Amitraz (amitraz including the metabolites containing the 2,4 -dimethylaniline moiety expressed as amitraz) |  | honey | MRM/SRM | SRM | Difficult | Yes | [41 empty] | AO-M09; AO-M28 | Method Development; Method Validation | https://www.sciencedirect.com/science/article/abs/pii/S0308814614008899?via%3Dihub | Method Development
EURL reports pending | Plant | 901 | Amitraz | Dimethylphenylformamide, 2,4- | WD - Plant (2022) | Annex IV (few findings) | Reg. (EU) 2017/623; Applicable from: 26/04/2017 | Amitraz (amitraz including the metabolites containing the 2,4 -dimethylaniline moiety expressed as amitraz) | 2A | Especially relevant for sweet peppers, apples, tomatoes, aubergines, grapefruit, oranges, peaches and pears. Additionally relevant for chili peppers, honey, papaya, basil, green beans, okra, mandarins, cucumbers; not relevant for cereals. | MRM | SRM | No Data | Yes | 0.004 | 0.24 | 92 | 87 | 15 | 172 | 4 | 0.025 | 0.125 | 96.5 | 97 | 23 | 2 | 1 | 0.05 | 0.05 | 96.5 | 97 | 1 | 2 | 1 | [17 empty] | CF-(S1-S9) | Screening Report | CF-35 & CF-36 was erroneously listed in the previous version |  |  | https://www.sciencedirect.com/science/article/abs/pii/S0308814614008899?via%3Dihub | Method Development
EURL reports pending | Honey | 901 | Amitraz | Dimethylphenylformamide, 2,4- | WD - Honey (2022) | Annex VII | Reg. (EU) 2017/623; Applicable from: 26/04/2017 | Amitraz (amitraz including the metabolites containing the 2,4 -dimethylaniline moiety expressed as amitraz) |  | honey | MRM | SRM | No Data | Yes | 0.004 | 0.24 | 92 | 87 | 15 | 172 | 4 | 0.025 | 0.125 | 96.5 | 97 | 23 | 2 | 1 | 0.05 | 0.05 | 96.5 | 97 | 1 | 2 | 1 | [20 empty] | AO-M09; AO-M28 | Method Development; Method Validation | https://www.sciencedirect.com/science/article/abs/pii/S0308814614008899?via%3Dihub | Method Development
EURL reports pending | Plant | 907 | Amitraz | Dimethylphenyl-N-methylformamidine, N-2,4- | WD - Plant (2022) | Annex IV (few findings) | Reg. (EU) 2017/623; Applicable from: 26/04/2017 | Amitraz (amitraz including the metabolites containing the 2,4 -dimethylaniline moiety expressed as amitraz) | 2A | Especially relevant for sweet peppers, apples, tomatoes, aubergines, grapefruit, oranges, peaches and pears. Additionally relevant for chili peppers, honey, papaya, basil, green beans, okra, mandarins, cucumbers; not relevant for cereals. | MRM | SRM | Yes | Yes | 0.005 | 6 | 92.5 | 91 | 14 | 378 | 5 | 0.02 | 0.125 | 81.8 | 80 | 14 | 9 | 3 | 0.05 | 0.2 | 98 | 100 | 16 | 3 | 1 | [19 empty] | CF-35 & CF-36 was erroneously listed in the previous version |  |  | SRM-05; https://www.sciencedirect.com/science/article/abs/pii/S0308814614008899?via%3Dihub | Method Validation
EURL reports pending | Honey | 907 | Amitraz | Dimethylphenyl-N-methylformamidine, N-2,4- | WD - Honey (2022) | Annex VII | Reg. (EU) 2017/623; Applicable from: 26/04/2017 | Amitraz (amitraz including the metabolites containing the 2,4 -dimethylaniline moiety expressed as amitraz) |  | honey | MRM | SRM | Yes | Yes | 0.005 | 6 | 92.5 | 91 | 14 | 378 | 5 | 0.02 | 0.125 | 81.8 | 80 | 14 | 9 | 3 | 0.05 | 0.2 | 98 | 100 | 16 | 3 | 1 | [20 empty] | AO-M09; AO-M28 | Method Development; Method Validation | SRM-05; https://www.sciencedirect.com/science/article/abs/pii/S0308814614008899?via%3Dihub | Method Validation
EURL reports pending | Plant | 17 | Amitrole | Amitrole | WD - Interest for Cumulative Risk Assessment | Annex III (cummulative) | Reg. (EU) 2019/1792 Applicable from: 18/05/2020 | Amitrole |  | especially relevant in wine | SRM | SRM | No | Yes | 0.02 | 0.04 | 17 | 17 | 9 | 27 | 1 | [21 empty] | 0.01 | 0.1 | 101 | 101 | 10 | 68 | 1 | [5 empty] | CF-35 & CF-36 was erroneously listed in the previous version |  |  | SRM-09 | Method Development; Method Validation
EURL reports pending | Plant | 796 | Anthraquinone | Anthraquinone | WD - Info needed for specific risk management questions | Annex I (risk management support) | Reg. (EU) No 1146/2014; Applicable from: 18.05.2015 | Anthraquinone (F) |  | especially relevant for products dried by the use of open fires or grown in areas with high environmental pollution, such as tea, dried herbs and dried spices. Also found in mate, tomatoes, cereals, and goji berries | MRM | MRM | Yes | Yes | 0.01 | 0.25 | 95 | 94 | 16 | 163 | 3 | 0.05 | 0.125 | 88.6 | 87 | 8 | 7 | 2 | [22 empty] | FV2017-M22; FV2018-M25; FV2018-M26; FV2019-M34; FV 2020-M35; FV 2021-M43 | Method Development, Method Validation, HRAMS Database, Analytical Observation | CF-16; CF-28; CF-(S1-S9) | Method Validation; Method Validation; Screening Report | CF-35 & CF-36 was erroneously listed in the previous version
NEW 2022; EURL reports pending |  | 20 | Azadirachtin | Azadirachtin | WD - Plant (2022) |  | Reg. (EC) No 149/2008; Applicable from: 01/09/2008 | Azadirachtin | 1A | Mainly found on apples, lettuces, strawberries, sweet peppers, green beans, aubergines, oranges, peaches and tomatoes. | MRM | MRM | No | Yes
EURL reports pending | Animal | 23 | Azinphos | Azinphos-Ethyl | WD - Animal (2022) | Annex IV (few findings) | Reg. (EC) No 149/2008; Applicable from: 01.09.2008 | Azinphos-ethyl (F) | 1B | Relevant for animal muscle and fat. Found in cows milk. | MRM | MRM | Difficult | Yes | [41 empty] | AO-M02; AO-M11; AO-M13; AO-M14; AO-M15; AO-M12; AO-M26; AO-M33 | Method Development; Method Validation
EURL reports pending | Plant | 24 | Azinphos | Azinphos-Methyl | MACP - Plant (2022 ff) |  | Reg. (EU) 2020/1633 Applicable from: 25/05/2021 | Azinphos-methyl (F) | Obligatory | All (see 'Products to be sampled in 2022'-sheet) | MRM | MRM | Difficult | Yes | 0.001 | 0.2 | 96.8 | 97 | 12 | 721 | 12 | 0.01 | 0.125 | 94.3 | 93 | 9 | 91 | 5 | 0.01 | 0.05 | 94.3 | 89 | 21 | 20 | 1 | 0.02 | 0.1 | 92.5 | 96 | 17 | 30 | 1 | [8 empty] | FV2010-M1; FV2010-M4; FV2012-M7; FV2013-M10; FV2014-M11; FV2014-M12; FV2014-M15; FV2014-M16; FV2015-M18; FV2017-CEN; FV2018-M24; FV2018-M28; FV2019-M29; FV2019-M30; FV2019-M31; FV2019-M32; FV2019-M34; FV 2020-M42; FV 2020-M37; FV 2020-M38; FV 2020-M39 | Method Development, Method Validation, HRAMS Database, Analytical observation | CF-14; CF-22; CF-27; CF-28; CF-33; CF-35; CF-36; CF-(S1-S9) | Method Validation; Method Validation; Method Validation; Method Validation; Method Validation; Method Validation; Method Validation; Screening Report | CF-34 was erroneously listed in the previos version
EURL reports pending | Plant | 27 | Azoxystrobin | Azoxystrobin | MACP - Plant (2022 ff) |  | Reg. (EU) 2021/1807; Applicable from: 03/11/2021 | Azoxystrobin | Obligatory | All (see 'Products to be sampled in 2022'-sheet) | MRM | MRM | Yes | Yes | 0.002 | 4.4 | 100 | 100 | 10 | 2319 | 17 | 0.01 | 0.125 | 99.3 | 100 | 8 | 95 | 7 | 0.05 | 0.05 | 106 | 115 | 19 | 3 | 1 | [15 empty] | FV2010-M1; FV2010-M4; FV2012-M6; FV2012-M7; FV2013-M8; FV2014-M11; FV2014-M12; FV2014-M15; FV2014-M16; FV2015-M18; FV2015-M19; FV2017-CEN; FV2018-M24; FV2019-M29; FV2019-M30; FV2019-M31; FV2019-M32; FV2019-M34; FV 2020-M35; FV 2020-M37; FV 2020-M38; FV 2020-M39; FV 2020-M42; FV 2021-M43 | Method Development, Method Validation, HRAMS Database, Analytical Observation | CF-11; CF-12; CF-14; CF-22; CF-27; CF-28; CF-31; CF-33; CF-35; CF-36; CF-(S1-S9) | Method Validation; Method Validation; Method Validation; Method Validation; Method Validation; Method Validation; Method Validation; Method Validation; Method Validation; Method Validation; Screening Report | CF-34 was erroneously listed in the previos version
EURL reports pending | Honey | 27 | Azoxystrobin | Azoxystrobin | WD - Honey (2022) | Annex VII | Reg. (EU) 2021/1807; Applicable from: 03/11/2021 | Azoxystrobin |  | Honey | MRM | MRM | Yes | Yes | [41 empty] | AO-M09; AO-M08; AO-M28 | Method Development; Method Validation
EURL reports pending | Plant | 28 | Benalaxyl | Benalaxyl (incl. Benalaxyl-M) | WD - Plant (2022) | Annex IV (few findings) | Reg.(EU) No 616/2021; Applicable from: 06/11/2021 | Benalaxyl including other mixtures of constituent isomers including benalaxyl-M (sum of isomers) | 1A | Findings in lettuce, grapes, wine, tomatoes, sweet peppers, melons, strawberries | MRM | MRM | Yes | Yes | 0.002 | 2.5 | 99 | 99 | 9 | 868 | 14 | 0.01 | 0.125 | 94.6 | 94 | 8 | 149 | 8 | 0.01 | 0.05 | 80 | 81 | 10 | 26 | 1 | 0.08 | 0.4 | 88.1 | 87 | 8 | 43 | 1 | [8 empty] | FV2010-M3; FV2010-M4; FV2012-M6; FV2012-M7; FV2013-M8; FV2013-M10; FV2014-M11; FV2015-M17; FV2017-M22; FV2018-M25; FV2018-M26; FV2019-M31; FV2019-M32; FV2019-M33; FV2019-M34; FV 2020-M35; FV 2020-M39; FV 2020-M42; FV 2021-M43 | Method Development, Method Validation, HRAMS Database, Analytical Observation | CF-2; CF-28; CF-(S1-S9) | Method Validation; Method Validation; Screening Report | CF-35 & CF-36 was erroneously listed in the previous version
EURL reports pending | Honey | 1571 | Benzalkonium Chloride | Benzalkonium Chloride (sum) | WD - Honey (2022) | Annex VII | Reg. (EU) No 1119/2014; Applicable from: 12.11.2014 | Benzalkonium chloride (mixture of alkylbenzyldimethylammonium chlorides with alkyl chain lengths of C8, C10, C12, C14, C16 and C18) |  | Honey |  | MRM/SRM | No | Yes | [43 empty] | SRM-26 | Method validation
EURL reports pending | Plant | 1571 | Benzalkonium Chloride | Benzalkonium Chloride (sum) | WD - Info needed for specific risk management questions | Annex I (risk management support) | Reg. (EU) No 1119/2014; Applicable from: 12.11.2014 | Benzalkonium chloride (mixture of alkylbenzyldimethylammonium chlorides with alkyl chain lengths of C8, C10, C12, C14, C16 and C18) |  | mainly relevant for fresh processed products of plant or animal origin, that come into contact with BAC- sanitized surfaces (containers, tubes, packaging lines etc.), or that are directly sanitized with BAC-containing water. This includes meat, animal fat, offal, milk, milk products, fresh produce and juices. In the past, there were cases where organic products were treated with formulations illegally containing quaternary ammonium compounds. |  | MRM/SRM | No | Yes | [40 empty] | CF-35 & CF-36 was erroneously listed in the previous version |  |  | SRM-26 | Method validation
EURL reports pending | Honey | 1396 | Benzalkonium Chloride | Benzalkonium Chloride n-C10 | WD - Honey (2022) | Annex VII | Reg. (EU) No 1119/2014; Applicable from: 12.11.2014 | Benzalkonium chloride (mixture of alkylbenzyldimethylammonium chlorides with alkyl chain lengths of C8, C10, C12, C14, C16 and C18) |  | Honey | MRM/SRM | MRM/SRM | No | Yes | [41 empty] | AO-M28 | Method validation | SRM-26 | Method validation
EURL reports pending | Plant | 1396 | Benzalkonium Chloride | Benzalkonium Chloride n-C10 | WD - Info needed for specific risk management questions | Annex I (risk management support) | Reg. (EU) No 1119/2014; Applicable from: 12.11.2014 | Benzalkonium chloride (mixture of alkylbenzyldimethylammonium chlorides with alkyl chain lengths of C8, C10, C12, C14, C16 and C18) |  | mainly relevant for fresh processed products of plant or animal origin, that come into contact with BAC- sanitized surfaces (containers, tubes, packaging lines etc.), or that are directly sanitized with BAC-containing water. This includes meat, animal fat, offal, milk, milk products, fresh produce and juices. In the past, there were cases where organic products were treated with formulations illegally containing quaternary ammonium compounds. | MRM/SRM | MRM/SRM | No | Yes | 0.02 | 0.125 | 101.6 | 102 | 7 | 667 | 2 | 0.01 | 0.125 | 93.2 | 92 | 12 | 19 | 2 | [22 empty] | FV 2020-M39; FV 2020-M42 | Analytical observation, Method development, Method Validation |  |  | CF-35 & CF-36 was erroneously listed in the previous version |  |  | SRM-26 | Method validation
EURL reports pending | Honey | 1395 | Benzalkonium Chloride | Benzalkonium Chloride n-C12 | WD - Honey (2022) | Annex VII | Reg. (EU) No 1119/2014; Applicable from: 12.11.2014 | Benzalkonium chloride (mixture of alkylbenzyldimethylammonium chlorides with alkyl chain lengths of C8, C10, C12, C14, C16 and C18) |  | Honey | MRM/SRM | MRM/SRM | No | Yes | [41 empty] | AO-M28 | Method validation | SRM-26 | Method validation
EURL reports pending | Plant | 1395 | Benzalkonium Chloride | Benzalkonium Chloride n-C12 | WD - Info needed for specific risk management questions | Annex I (risk management support) | Reg. (EU) No 1119/2014; Applicable from: 12.11.2014 | Benzalkonium chloride (mixture of alkylbenzyldimethylammonium chlorides with alkyl chain lengths of C8, C10, C12, C14, C16 and C18) |  | mainly relevant for fresh processed products of plant or animal origin, that come into contact with BAC- sanitized surfaces (containers, tubes, packaging lines etc.), or that are directly sanitized with BAC-containing water. This includes meat, animal fat, offal, milk, milk products, fresh produce and juices. In the past, there were cases where organic products were treated with formulations illegally containing quaternary ammonium compounds. | MRM/SRM | MRM/SRM | No | Yes | 0.02 | 0.125 | 101.2 | 101 | 11 | 700 | 3 | 0.01 | 0.125 | 90.3 | 92 | 11 | 28 | 2 | [26 empty] | CF-35 & CF-36 was erroneously listed in the previous version |  |  | SRM-26 | Method validation
EURL reports pending | Honey | 1397 | Benzalkonium Chloride | Benzalkonium Chloride n-C14 | WD - Honey (2022) | Annex VII | Reg. (EU) No 1119/2014; Applicable from: 12.11.2014 | Benzalkonium chloride (mixture of alkylbenzyldimethylammonium chlorides with alkyl chain lengths of C8, C10, C12, C14, C16 and C18) |  | Honey | MRM/SRM | MRM/SRM | No | Yes | [41 empty] | AO-M28 | Method validation | SRM-26 | Method validation
EURL reports pending | Plant | 1397 | Benzalkonium Chloride | Benzalkonium Chloride n-C14 | WD - Info needed for specific risk management questions | Annex I (risk management support) | Reg. (EU) No 1119/2014; Applicable from: 12.11.2014 | Benzalkonium chloride (mixture of alkylbenzyldimethylammonium chlorides with alkyl chain lengths of C8, C10, C12, C14, C16 and C18) |  | mainly relevant for fresh processed products of plant or animal origin, that come into contact with BAC- sanitized surfaces (containers, tubes, packaging lines etc.), or that are directly sanitized with BAC-containing water. This includes meat, animal fat, offal, milk, milk products, fresh produce and juices. In the past, there were cases where organic products were treated with formulations illegally containing quaternary ammonium compounds. | MRM/SRM | MRM/SRM | No | Yes | 0.02 | 0.2 | 100 | 100 | 9 | 660 | 3 | 0.01 | 0.125 | 86 | 90 | 12 | 18 | 2 | [26 empty] | CF-35 & CF-36 was erroneously listed in the previous version |  |  | SRM-26 | Method validation
EURL reports pending | Honey | 1398 | Benzalkonium Chloride | Benzalkonium Chloride n-C16 | WD - Honey (2022) | Annex VII | Reg. (EU) No 1119/2014; Applicable from: 12.11.2014 | Benzalkonium chloride (mixture of alkylbenzyldimethylammonium chlorides with alkyl chain lengths of C8, C10, C12, C14, C16 and C18) |  | Honey | MRM/SRM | MRM/SRM | No | Yes | [41 empty] | AO-M28 | Method validation | SRM-26 | Method validation
EURL reports pending | Plant | 1398 | Benzalkonium Chloride | Benzalkonium Chloride n-C16 | WD - Info needed for specific risk management questions | Annex I (risk management support) | Reg. (EU) No 1119/2014; Applicable from: 12.11.2014 | Benzalkonium chloride (mixture of alkylbenzyldimethylammonium chlorides with alkyl chain lengths of C8, C10, C12, C14, C16 and C18) |  | mainly relevant for fresh processed products of plant or animal origin, that come into contact with BAC- sanitized surfaces (containers, tubes, packaging lines etc.), or that are directly sanitized with BAC-containing water. This includes meat, animal fat, offal, milk, milk products, fresh produce and juices. In the past, there were cases where organic products were treated with formulations illegally containing quaternary ammonium compounds. | MRM/SRM | MRM/SRM | No | Yes | 0.02 | 0.125 | 97.6 | 95 | 10 | 636 | 2 | 0.01 | 0.125 | 84.4 | 91 | 16 | 19 | 2 | [26 empty] | CF-35 & CF-36 was erroneously listed in the previous version |  |  | SRM-26 | Method validation
EURL reports pending | Honey | 1415 | Benzalkonium Chloride | Benzalkonium Chloride n-C18 | WD - Honey (2022) | Annex VII | Reg. (EU) No 1119/2014; Applicable from: 12.11.2014 | Benzalkonium chloride (mixture of alkylbenzyldimethylammonium chlorides with alkyl chain lengths of C8, C10, C12, C14, C16 and C18) |  | Honey | MRM/SRM | MRM/SRM | No | Yes | [41 empty] | AO-M28 | Method validation | SRM-26 | Method validation
EURL reports pending | Plant | 1415 | Benzalkonium Chloride | Benzalkonium Chloride n-C18 | WD - Info needed for specific risk management questions | Annex I (risk management support) | Reg. (EU) No 1119/2014; Applicable from: 12.11.2014 | Benzalkonium chloride (mixture of alkylbenzyldimethylammonium chlorides with alkyl chain lengths of C8, C10, C12, C14, C16 and C18) |  | mainly relevant for fresh processed products of plant or animal origin, that come into contact with BAC- sanitized surfaces (containers, tubes, packaging lines etc.), or that are directly sanitized with BAC-containing water. This includes meat, animal fat, offal, milk, milk products, fresh produce and juices. In the past, there were cases where organic products were treated with formulations illegally containing quaternary ammonium compounds. | MRM/SRM | MRM/SRM | No | Yes | 0.025 | 0.125 | 94.4 | 92 | 13 | 599 | 1 | 0.025 | 0.125 | 102.5 | 106 | 9 | 10 | 1 | [26 empty] | CF-35 & CF-36 was erroneously listed in the previous version |  |  | SRM-26 | Method validation
EURL reports pending | Honey | 1414 | Benzalkonium Chloride | Benzalkonium Chloride n-C8 | WD - Honey (2022) | Annex VII | Reg. (EU) No 1119/2014; Applicable from: 12.11.2014 | Benzalkonium chloride (mixture of alkylbenzyldimethylammonium chlorides with alkyl chain lengths of C8, C10, C12, C14, C16 and C18) |  | Honey | MRM/SRM | MRM/SRM | No | Yes | [43 empty] | SRM-26 | Method validation
EURL reports pending | Plant | 1414 | Benzalkonium Chloride | Benzalkonium Chloride n-C8 | WD - Info needed for specific risk management questions | Annex I (risk management support) | Reg. (EU) No 1119/2014; Applicable from: 12.11.2014 | Benzalkonium chloride (mixture of alkylbenzyldimethylammonium chlorides with alkyl chain lengths of C8, C10, C12, C14, C16 and C18) |  | mainly relevant for fresh processed products of plant or animal origin, that come into contact with BAC- sanitized surfaces (containers, tubes, packaging lines etc.), or that are directly sanitized with BAC-containing water. This includes meat, animal fat, offal, milk, milk products, fresh produce and juices. In the past, there were cases where organic products were treated with formulations illegally containing quaternary ammonium compounds. | MRM/SRM | MRM/SRM | No | Yes | 0.025 | 0.125 | 102 | 102 | 6 | 611 | 1 | 0.025 | 0.125 | 100.1 | 102 | 4 | 9 | 1 | [22 empty] | FV 2020-M39; FV 2020-M42 | Analytical observation, Method development, Method Validation |  |  | CF-35 & CF-36 was erroneously listed in the previous version |  |  | SRM-26 | Method validation
EURL reports pending | Plant | 1484 | Benzovindiflupyr | Benzovindiflupyr | WD - Plant (2022) | Annex II (Support requested from EURLs); Annex IV (few findings) | Reg. (EU) 2018/687 Applicable from: 05/06/2018 | Benzovindiflupyr | 1A | Relevant commodities: soybean, wheat, apples, grapes, pears, peanuts, potatoes and barley and maize | MRM | MRM | Yes | Yes | 0.01 | 0.1 | 100 | 101 | 7 | 37 | 1 | 0.01 | 0.1 | 107.8 | 104 | 9 | 10 | 1 | [22 empty] | FV 2020-M42 | Analytical observation, Method development | CF-23 | Method Validation | CF-35 & CF-36 was erroneously listed in the previous version
EURL reports pending | Animal | 1484 | Benzovindiflupyr | Benzovindiflupyr | WD - Animal (2022) | Annex II (Support requested from EURLs); Annex IV (few findings) | Reg. (EU) 2018/687 Applicable from: 05/06/2018 | Benzovindiflupyr |  | Based on feeding studies, relevant for animal fat and liver. | MRM | MRM | Yes | Yes | [41 empty] | AO-M14; AO-M15 | Method Development
EURL reports pending | Plant | 600 | Bifenazate | Bifenazate | WD - Plant (2022) | Annex II (Support requested from EURLs) | Reg. (EU) 2020/1565; Applicable from: 17/11/2020 | Bifenazate (sum of bifenazate plus bifenazate-diazene expressed as bifenazate) (F) | 2A | Especially relevant for aubergines, green beans, sweet pepper, various berries, tomatoes, grapes | MRM/SRM | MRM/SRM | Yes | Yes | 0.005 | 0.2 | 96.6 | 94 | 16 | 319 | 5 | 0.02 | 0.125 | 84.9 | 92 | 33 | 13 | 3 | 0.05 | 0.05 | 109.5 | 110 | 32 | 2 | 1 | [15 empty] | FV2014-M12; FV2015-M18; FV2018-M24; FV2018-M26; FV2019-M32; FV2019-M34; FV 2020-M38; FV 2020-M39; FV 2020-M42 | Method Development, Method Validation, HRAMS Database, Analytical observation | CF-10; CF-16; CF-18; CF-28 | Method Validation; Method Validation; Method Validation; Method Validation | CF-35 & CF-36 was erroneously listed in the previous version |  |  | SRM-34 | Method development; Method validation
EURL reports pending | Plant | 1622 | Bifenazate | Bifenazate (Sum) | WD - Plant (2022) | Annex II (Support requested from EURLs) | Reg. (EU) 2020/1565; Applicable from: 17/11/2020 | Bifenazate (sum of bifenazate plus bifenazate-diazene expressed as bifenazate) (F) | 2A | Especially relevant for aubergines, green beans, sweet pepper, various berries, tomatoes, grapes |  | MRM/SRM | Yes | Yes | [36 empty] | FV 2014-M12; | Method Validation (LOQ 0,01 mg/kg) |  |  | CF-35 & CF-36 was erroneously listed in the previous version |  |  | SRM-34 | Method development; Method validation
EURL reports pending | Plant | 1537 | Bifenazate | Bifenazate-Diazene | WD - Plant (2022) | Annex II (Support requested from EURLs) | Reg. (EU) 2020/1565; Applicable from: 17/11/2020 | Bifenazate (sum of bifenazate plus bifenazate-diazene expressed as bifenazate) (F) | 2A | Especially relevant for aubergines, green beans, sweet pepper, various berries, tomatoes, grapes | MRM/SRM | MRM/SRM | No Data | Yes | 0.01 | 0.01 | 97 | 97 | 10 | 15 | 1 | [29 empty] | FV 2020-M38 | Analytical observation |  |  | CF-35 & CF-36 was erroneously listed in the previous version |  |  | SRM-34 | Method development; Method validation
EURL reports pending | Plant | 41 | Bifenthrin | Bifenthrin | MACP - Plant (2022 ff) |  | Reg. (EU) 2018/687 Applicable from: 05/06/2018 | Bifenthrin (sum of isomers) (F) | Obligatory | All (see 'Products to be sampled in 2022'-sheet) | MRM | MRM | Yes | Yes | 0.002 | 1 | 100.9 | 101 | 10 | 2066 | 16 | 0.01 | 0.25 | 76.6 | 80 | 8 | 47 | 2 | 0.01 | 0.05 | 92.6 | 94 | 7 | 20 | 1 | 0.01 | 0.05 | 89.7 | 89 | 8 | 50 | 1 | [8 empty] | FV 2020-M35; FV 2020-M37; FV 2020-M39; FV 2020-M42; FV 2021-M43 | Analytical observation, Method development, Method Validation | CF-2; CF-11; CF-12; CF-14; CF-22; CF-27; CF-28; CF-31A; CF-33; CF-35; CF-36; CF-(S1-S9) | Method Validation; Method Validation; Method Validation; Method Validation; Method Validation; Method Validation; Method Validation; Method Validation; Method Validation; Method Validation; Method Validation; Screening Report | CF-34 was erroneously listed in the previos version
EURL reports pending | Animal | 41 | Bifenthrin | Bifenthrin | MACP - Animal (2022 ff) |  | Reg. (EU) 2018/687 Applicable from: 05/06/2018 | Bifenthrin (sum of isomers) (F) | Obligatory | All (see 'Products to be sampled in 2022'-sheet) | MRM | MRM | Yes | Yes | [41 empty] | AO-M02; AO-M07; AO-M11; AO-M13; AO-M14; AO-M15; AO-M12; AO-M33; AO-M34; AO-M36 | Method Development; Method Validation
EURL reports pending | Plant | 45 | Biphenyl | Biphenyl | MACP - Plant (2022 ff) |  | Reg. (EU) No 978/2011 ; Applicable from: 05.10.2011 | Biphenyl | Obligatory | All (see 'Products to be sampled in 2022'-sheet) | MRM | MRM | Yes | No | 0.002 | 0.2 | 99 | 99 | 13 | 761 | 11 | 0.01 | 0.25 | 80 | 83 | 13 | 34 | 3 | 0.01 | 0.05 | 88.5 | 91 | 9 | 6 | 1 | [15 empty] | FV2010-M4; FV2013-M8; FV2014-M12; FV2015-M17; FV2017-M22; FV2018-M25; FV2018-M28; FV2019-M29; FV2019-M34; FV 2020-M35; FV 2021-M43 | Method Development, Method Validation, HRAMS Database, Analytical Observation | CF-16; CF-28 | Method Validation; Method Validation | CF-35 & CF-36 was erroneously listed in the previous version
EURL reports pending | Plant | 46 | Bitertanol | Bitertanol | MACP - Plant (2022 ff) |  | Reg. (EU) 2017/693; Applicable from: 03/11/2017 | Bitertanol (sum of isomers) (F) | Obligatory | All (see 'Products to be sampled in 2022'-sheet) | MRM | MRM | Yes | Yes | 0.001 | 2.5 | 100 | 99 | 12 | 1130 | 10 | 0.01 | 0.25 | 86.9 | 88 | 8 | 49 | 3 | 0.05 | 0.05 | 94 | 104 | 22 | 3 | 1 | 0.05 | 0.25 | 88 | 91 | 10 | 32 | 1 | [8 empty] | FV2010-M1; FV2010-M4; FV2012-M7; FV2014-M11; FV2014-M12; FV2014-M15; FV2014-M16; FV2015-M18; FV2015-M19; FV2017-CEN; FV2018-M24; FV2018-M28; FV2019-M29; FV2019-M30; FV2019-M32; FV2019-M34; FV 2020-M37; FV 2020-M38; FV 2020-M39; FV 2020-M42 | Method Development, Method Validation, HRAMS Database, Analytical observation | CF-1; CF-2; CF-15; CF-21; CF-22; CF-27; CF-28; CF-31A; CF-33; CF-35; CF-36; CF-(S1-S9) | Method Validation; Method Validation; Method Validation; Method Validation; Method Validation; Method Validation; Method Validation; Method Validation; Method Validation; Method Validation; Method Validation; Screening Report | CF-34 was erroneously listed in the previos version
EURL reports pending | Animal | 1131 | Bixafen | Bixafen | WD - Animal (2022) | Annex IV (few findings) | Reg. (EU) 2021/1110; Applicable from: 27/01/2022 | (R) Bixafen- code 1000000 except 1040000: sum of bixafen and desmethyl bixafen expressed as bixafen | 1A | Relevant for cows’ milk, animal muscle and fat, butter and eggs. | MRM | MRM | Yes | Yes | [41 empty] | AO-M05; AO-M06; AO-M07; AO-M11; AO-M13; AO-M26 | Method Development; Method Validation
EURL reports pending | Animal | 1774 | Bixafen | Bixafen (Sum) | WD - Animal (2022) | Annex IV (few findings) | Reg. (EU) 2021/1110; Applicable from: 27/01/2022 | (R) Bixafen- code 1000000 except 1040000: sum of bixafen and desmethyl bixafen expressed as bixafen | 1A | Relevant for cows’ milk, animal muscle and fat, butter and eggs. |  | MRM | Yes | Yes | [41 empty] | AO-M07; AO-M11; AO-M13 | Method Development
EURL reports pending | Animal | 1390 | Bixafen | Bixafen, Desmethyl- | WD - Animal (2022) | Annex IV (few findings) | Reg. (EU) 2021/1110; Applicable from: 27/01/2022 | (R) Bixafen- code 1000000 except 1040000: sum of bixafen and desmethyl bixafen expressed as bixafen | 1A | Relevant for cows’ milk, animal muscle and fat, butter and eggs. | MRM | MRM | No Data | Yes | [41 empty] | AO-M07; AO-M11; AO-M13 | Method Development
EURL reports pending | Plant | 589 | Boscalid | Boscalid | MACP - Plant (2022 ff) |  | Reg. (EU) 2021/590; Applicable from: 03/05/2021 | Boscalid (F) (R) | Obligatory | All (see 'Products to be sampled in 2022'-sheet) | MRM | MRM | Yes | Yes | 0.001 | 1.6 | 99 | 99 | 10 | 1403 | 12 | 0.01 | 0.125 | 90.6 | 91 | 8 | 99 | 7 | 0.05 | 0.05 | 103 | 103 | 5 | 4 | 1 | [15 empty] | FV2010-M1; FV2010-M4; FV2013-M8; FV2013-M10; FV2014-M11; FV2014-M12; FV2014-M15; FV2014-M16; FV2015-M17; FV2015-M18; FV2015-M19; FV2017-CEN; FV2017-M22; FV2018-M24; FV2018-M25; FV2019-M29; FV2019-M30; FV2019-M31; FV2019-M32; FV2019-M34; FV 2020-M35; FV 2020-M37; FV 2020-M38; FV 2020-M39; FV 2020-M42; FV 2021-M43 | Method Development, Method Validation, HRAMS Database, Analytical Observation | CF-6; CF-11; CF-12; CF-14; CF-22; CF-27; CF-28; CF-31A; CF-33; CF-35; CF-36; CF-(S1-S9) | Method Validation; Method Validation; Method Validation; Method Validation; Method Validation; Method Validation; Method Validation; Method Validation; Method Validation; Method Validation; Method Validation; Screening Report | CF-34 was erroneously listed in the previos version
EURL reports pending | Animal | 589 | Boscalid | Boscalid | WD - Animal (2022) |  | Reg. (EU) 2021/590; Applicable from: 03/05/2021 | Boscalid (F) (R); (R) code 1000000 except 1040000, 1011010, 1011020, 1011050, 1012010, 1012020, 1012050, 1013010, 1013020, 1013050, 1014010, 1014020, 1014050, 1015010, 1015020, 1015050, 1016010, 1016020, 1017010, 1017020, 1017050, 1020000, 1030000: Sum of boscalid and its hydroxy metabolite 2-chloro-N-(4′-chloro-5-hydroxybiphenyl-2-yl)nicotinamide (free and conjugated) expressed as boscalid | 1A | Finding reported here are related to honey, but the substance is also included here as findings in feed are expected. | MRM | SRM | Yes | Yes | [41 empty] | AO-M05; AO-M6; AO-M07; AO-M11; AO-M13; AO-M26; AO-M27 | Method Development; Method Validation
EURL reports pending | Honey | 589 | Boscalid | Boscalid | WD - Honey (2022) | Annex VII | Reg. (EU) 2016/156; Applicable from: 26/08/2016 | Boscalid (F) (R) |  | Honey | MRM | MRM | Yes | Yes | [41 empty] | AO-M09; AO-M08; AO-M28 | Method Development; Method Validation
EURL reports pending | Animal | 1766 | Boscalid | Boscalid (sum) | WD - Animal (2022) |  | Reg. (EU) 2021/590; Applicable from: 03/05/2021 | Boscalid (F) (R); (R) code 1000000 except 1040000, 1011010, 1011020, 1011050, 1012010, 1012020, 1012050, 1013010, 1013020, 1013050, 1014010, 1014020, 1014050, 1015010, 1015020, 1015050, 1016010, 1016020, 1017010, 1017020, 1017050, 1020000, 1030000: Sum of boscalid and its hydroxy metabolite 2-chloro-N-(4′-chloro-5-hydroxybiphenyl-2-yl)nicotinamide (free and conjugated) expressed as boscalid | 1A | Finding reported here are related to honey, but the substance is also included here as findings in feed are expected. |  | SRM | Yes | Yes
EURL reports pending | Animal | 1536 | Boscalid | M510F01 (sum, following hydrolysis) | WD - Animal (2022) |  | Reg. (EU) 2021/590; Applicable from: 03/05/2021 | Boscalid (F) (R); (R) code 1000000 except 1040000, 1011010, 1011020, 1011050, 1012010, 1012020, 1012050, 1013010, 1013020, 1013050, 1014010, 1014020, 1014050, 1015010, 1015020, 1015050, 1016010, 1016020, 1017010, 1017020, 1017050, 1020000, 1030000: Sum of boscalid and its hydroxy metabolite 2-chloro-N-(4′-chloro-5-hydroxybiphenyl-2-yl)nicotinamide (free and conjugated) expressed as boscalid | 1A | Finding reported here are related to honey, but the substance is also included here as findings in feed are expected. |  | SRM | Yes | Yes |  |  |  |  | AO-M05 (Standard provided by the manufacturer) | Method Development
EURL reports pending | Animal | 1536 | Boscalid | M510F01 [2-chloro-N-(4′-chloro-5-hydroxybiphenyl-2-yl)nicotinamide] | WD - Animal (2022) |  | Reg. (EU) 2021/590; Applicable from: 03/05/2021 | Boscalid (F) (R); (R) code 1000000 except 1040000, 1011010, 1011020, 1011050, 1012010, 1012020, 1012050, 1013010, 1013020, 1013050, 1014010, 1014020, 1014050, 1015010, 1015020, 1015050, 1016010, 1016020, 1017010, 1017020, 1017050, 1020000, 1030000: Sum of boscalid and its hydroxy metabolite 2-chloro-N-(4′-chloro-5-hydroxybiphenyl-2-yl)nicotinamide (free and conjugated) expressed as boscalid | 1A | Finding reported here are related to honey, but the substance is also included here as findings in feed are expected. | MRM | SRM | Yes | Yes | [41 empty] | AO-M05 (Standard provided by the manufacturer) | Method Development | SRM-36 | Anal. Observation Report
EURL reports pending | Plant | 48 | Bromide | Bromide (inorg.) | MACP - Plant (2022 ff) |  | Reg. (EC) No 839/2008; Applicable from: 01.09.2008 | Bromide ion | Obligatory (certain commodities) | It shall only be analysed in and on lettuces and tomatoes in 2022; in and on brown rice in 2023; in and on sweet peppers in 2024. | SRM | SRM | No | Difficult | [28 empty] | 1 | 5 | 102 | 103 | 10 | 20 | 1 | [5 empty] | CF-35 & CF-36 was erroneously listed in the previous version |  |  | SRM-06; SRM-09 | Method Development; Method Validation
EURL reports pending | Plant | 48 | Bromide | Bromide (inorg.) | WD - Info needed for specific risk management questions | Annex I (risk management support) | Reg. (EC) No 839/2008; Applicable from: 01.09.2008 | Bromide ion |  | In the context of discussions on Multiple source substances for which Annex IV inclusion is not recommended, discussions on bromide background levels in different products listed in Annex 1 to Regulation (EC) No 396/2005 were initiated at the Standing Committee on Plants, Animals, Food and Feed (ScoPAFF) – Section Phytopharmaceuticals, Pesticides Residues in November 2020 and further discussed since then. A first overview on bromide background levels collected by EFSA over the last years and presented at the SCoPAFF of 22/23 September 2021 shows that further data are needed for several commodities. When drawing up national monitoring programmes MS should focus on those commodities for which data are still lacking, so that the database can be completed. | SRM | SRM | No | Difficult | [28 empty] | 1 | 5 | 102 | 103 | 10 | 20 | 1 | [8 empty] | SRM-06; SRM-09 | Method Development; Method Validation
EURL reports pending | Plant | 53 | Bromopropylate | Bromopropylate | MACP - Plant (2022 ff) |  | Reg. (EU) No 310/2011; Applicable from: 21.10.2011 | Bromopropylate (F) | Obligatory | All (see 'Products to be sampled in 2022'-sheet) | MRM | MRM | Yes | No | 0.002 | 1 | 102 | 102 | 9 | 1295 | 15 | 0.01 | 0.25 | 76.6 | 78 | 9 | 15 | 3 | 0.01 | 0.05 | 95 | 94 | 7 | 20 | 1 | 0.005 | 0.025 | 96.1 | 96 | 9 | 48 | 1 | [8 empty] | FV2010-M1; FV2010-M3; FV2010-M4; FV2012-M6; FV2013-M10; FV2014-M11; FV2014-M12; FV2015-M17; FV2017-M22; FV2018-M25; FV2018-M28; FV2019-M29; FV2019-M34; FV 2020-M35; FV 2020-M37; FV 2021-M43 | Method Development, Method Validation, HRAMS Database, Analytical Observation | CF-2; CF-21; CF-22; CF-27; CF-28; CF-31A; CF-33; CF-35; CF-36; CF-(S1-S9) | Method Validation; Method Validation; Method Validation; Method Validation; Method Validation; Method Validation; Method Validation; Method Validation; Method Validation; Screening Report | CF-34 was erroneously listed in the previos version
EURL reports pending | Plant | 55 | Bupirimate | Bupirimate | MACP - Plant (2022 ff) |  | Reg. (EU) 2020/1566; Applicable from: 17/05/2021 | Bupirimate (R) (F) (A) | Obligatory | All (see 'Products to be sampled in 2022'-sheet) | MRM | MRM | Yes | Yes | 0.002 | 1 | 99 | 99 | 10 | 989 | 13 | 0.01 | 0.375 | 91.2 | 91 | 7 | 66 | 5 | 0.05 | 0.05 | 102 | 105 | 5 | 3 | 1 | 0.02 | 0.1 | 90.5 | 89 | 23 | 29 | 1 | [8 empty] | FV2010-M1; FV2010-M3; FV2010-M4; FV2012-M6; FV2012-M7; FV2013-M10; FV2014-M11; FV2014-M12; FV2014-M15; FV2014-M16; FV2015-M17; FV2015-M18; FV2015-M19; FV2017-CEN; FV2017-M22; FV2018-M24; FV2018-M25; FV2018-M27; FV2019-M29; FV2019-M30; FV2019-M31; FV2019-M32; FV2019-M34; FV 2020-M35; FV 2020-M37; FV 2020-M38; FV 2020-M39; FV 2020-M42; FV 2021-M43 | Method Development, Method Validation, Analytical observation, HRAMS Database | CF-1; CF-15; CF-21; CF-22; CF-26; CF-27; CF-28; CF-31A; CF-33; CF-35; CF-36; CF-(S1-S9) | Method Validation; Method Validation; Method Validation; Method Validation; Method Validation; Method Validation; Method Validation; Method Validation; Method Validation; Method Validation; Method Validation; Screening Report
EURL reports pending | Plant | 56 | Buprofezin | Buprofezin | MACP - Plant (2022 ff) |  | Reg. (EU) 2019/91 Applicable from: 13/08/2019 | Buprofezin (F) | Obligatory | All (see 'Products to be sampled in 2022'-sheet) | MRM | MRM | Yes | Yes | 0.002 | 5 | 99.5 | 99 | 10 | 1610 | 12 | 0.01 | 0.125 | 82.8 | 84 | 9 | 51 | 3 | 0.01 | 0.05 | 83.2 | 82 | 12 | 26 | 1 | [15 empty] | FV2010-M1; FV2010-M4; FV2012-M7; FV2013-M8; FV2013-M10; FV2014-M11; FV2014-M12; FV2014-M15; FV2014-M16; FV2015-M17; FV2015-M18; FV2015-M19; FV2017-CEN; FV2017-M22; FV2018-M24; FV2018-M25; FV2019-M29; FV2019-M30; FV2019-M31; FV2019-M32; FV2019-M34; FV 2020-M35; FV 2020-M37; FV 2020-M38; FV 2020-M39; FV 2020-M42; FV 2021-M43 | Method Development, Method Validation, HRAMS Database, Analytical Observation | CF-1; CF-10; CF-15; CF-21; CF-22; CF-26; CF-27; CF-28; CF-31A; CF-33; CF-35; CF-36; CF-(S1-S9) | Method Validation; Method Validation; Method Validation; Method Validation; Method Validation; Method Validation; Method Validation; Method Validation; Method Validation; Method Validation; Method Validation; Method Validation; Screening Report
EURL reports pending | Plant | 62 | Captan | Captan | MACP - Plant (2022 ff) |  | Reg. (EU) 2019/1015 Applicable from: 11/07/2019 | Captan (Sum of captan and THPI, expressed as captan) (R) | Obligatory | All (see 'Products to be sampled in 2022'-sheet) | MRM/SRM | MRM/SRM | Yes | Yes | 0.002 | 1 | 90.8 | 90 | 13 | 468 | 7 | 0.01 | 0.25 | 102.5 | 110 | 20 | 15 | 3 | 0.05 | 0.05 | 67.5 | 70 | 11 | 4 | 1 | 0.02 | 0.1 | 84.2 | 68 | 52 | 34 | 1 | [8 empty] | FV2010-M1; FV2010-M4; FV2015-M17; FV2017-M22; FV2018-M25; FV2019-M29; FV2019-M34 | Method Development, Method Validation, HRAMS Database | CF-28 | Method Validation | CF-35 & CF-36 was erroneously listed in the previous version |  |  | SRM-07; SRM-42 | Method validation; Method development
EURL reports pending | Plant | 63 | Captan | Captan (Sum) | MACP - Plant (2022 ff) |  | Reg. (EU) 2019/1015 Applicable from: 11/07/2019 | Captan (Sum of captan and THPI, expressed as captan) (R) | Obligatory | All (see 'Products to be sampled in 2022'-sheet) |  | MRM/SRM | Yes | Yes | [40 empty] | CF-35 & CF-36 was erroneously listed in the previous version |  |  | SRM-07; SRM-42 | Method validation; Method development
EURL reports pending | Plant | 557 | Captan | Tetrahydrophthalimide | MACP - Plant (2022 ff) |  | Reg. (EU) 2019/1015 Applicable from: 11/07/2019 | Captan (Sum of captan and THPI, expressed as captan) (R) | Obligatory | All (see 'Products to be sampled in 2022'-sheet) | MRM | MRM/SRM | Yes | Yes | 0.05 | 1 | 100.4 | 99 | 11 | 31 | 2 | 0.05 | 0.05 | 80 | 80 |  | 1 | 1 | 0.01 | 0.05 | 97 | 98 | 15 | 16 | 1 | [15 empty] | FV2010-M4; FV2017-M22; FV2018-M25; FV 2020-M35 | Method Development, HRAMS Database |  |  | CF-35 & CF-36 was erroneously listed in the previous version |  |  | SRM-07; SRM-42 | Method validation; Method development
EURL reports pending | Plant | 64 | Carbaryl | Carbaryl | MACP - Plant (2022 ff) |  | Reg. (EU) No 1096/2014; Applicable from: 07.05.2015 | Carbaryl (F) | Obligatory | All (see 'Products to be sampled in 2022'-sheet) | MRM | MRM | Difficult | Yes | 0.002 | 0.1 | 99 | 99 | 12 | 1045 | 10 | 0.01 | 0.125 | 95.5 | 95 | 7 | 44 | 3 | 0.05 | 0.05 | 92 | 91 | 9 | 13 | 1 | [15 empty] | FV2010-M1; FV2010-M4; FV2012-M7; FV2013-M8; FV2014-M11; FV2014-M12; FV2014-M15; FV2014-M16; FV2015-M18; FV2015-M19; FV2017-CEN; FV2018-M24; FV2018-M27; FV2018-M28; FV2019-M29; FV2019-M30; FV2019-M31; FV2019-M32; FV2019-M34; FV 2020-M37; FV 2020-M38; FV 2020-M39; FV 2020-M42 | Method Development, Method Validation, Analytical observation, HRAMS Database | CF-12; CF-22; CF-26; CF-28; CF-31; CF-33; CF-35; CF-36; CF-(S1-S9) | Method Validation; Method Validation; Method Validation; Method Validation; Method Validation; Method Validation; Method Validation; Method Validation; Screening Report
EURL reports pending | Plant | 65 | Carbendazim | Carbendazim (incl. Benomyl) | MACP - Plant (2022 ff) |  | Reg. (EU) No 559/2011; Applicable from: 01.01.2012 | Carbendazim and benomyl (sum of benomyl and carbendazim expressed as carbendazim) (R) | Obligatory | All (see 'Products to be sampled in 2022'-sheet) | MRM/SRM | MRM/SRM | No | Yes | 0.002 | 2.5 | 90.3 | 89 | 14 | 1866 | 16 | 0.01 | 0.125 | 78.2 | 78 | 11 | 119 | 7 | 0.05 | 0.05 | 97 | 97 | 7 | 2 | 1 | [15 empty] | FV2010-M1, FV2010-M4, FV2012-M6, FV2012-M7, FV2013-M8, FV2014-M11, FV2014-M12, FV2014-M15, FV2014-M16, FV2015-M18, FV2015-M19, FV2017-CEN, FV2018-M24, FV2018-M28, FV2019-M30, FV2019-M31, FV2019-M32, FV2019-M34 FV 2020-M38; FV 2020-M39; FV 2020-M42 | Analytical observation, Method development, Method Validation, HRAMS Database | CF-15; CF-21; CF-22; CF-26; CF-28; CF-31A; CF-35; CF-36; CF-(S1-S9) | Method Validation; Method Validation; Method Validation; Method Validation; Method Validation; Method Validation; Method Validation; Method Validation; Screening Report
EURL reports pending | Honey | 65 | Carbendazim | Carbendazim (incl. Benomyl) | WD - Honey (2022) | Annex II (Support requested from EURLs) | Reg. (EU) No 559/2011; Applicable from: 01.01.2012 | Carbendazim and benomyl (sum of benomyl and carbendazim expressed as carbendazim) (R) | 2A | Honey | MRM/SRM | MRM/SRM | No | Yes | [41 empty] | AO-M28 | Method validation
EURL reports pending | Honey | 1677 | Carbendazim | Carbendazim (sum, following chemical conversion of thiophanate methyl to Carbendazim) | WD - Honey (2022) | Annex II (Support requested from EURLs) | Reg. (EU) No 559/2011; Applicable from: 01.01.2012 | Carbendazim - code 1000000: Carbendazim and thiophanate-methyl, expressed as carbendazim | 2A | Honey |  | MRM/SRM | No | Yes | [41 empty] | AO-M09 | Method Development
EURL reports pending | Honey | 1677 | Carbendazim | Carbendazim (sum, of CBZ and TPM expr. as CBZ, calculated) | WD - Honey (2022) | Annex II (Support requested from EURLs) | Reg. (EU) No 559/2011; Applicable from: 01.01.2012 | Carbendazim - code 1000000: Carbendazim and thiophanate-methyl, expressed as carbendazim | 2A | Honey |  | MRM/SRM | No | Yes | [41 empty] | AO-M09 | Method Development
EURL reports pending | Plant | 428 | Carbendazim | Thiophanate-Methyl | MACP - Plant (2022 ff) |  | Reg. (EU) No 559/2011; Applicable from: 01.01.2012 | Thiophanate-methyl (R) | Obligatory | All (see 'Products to be sampled in 2022'-sheet) | MRM/SRM | MRM/SRM | No | Yes | 0.002 | 2.5 | 101 | 101 | 17 | 679 | 9 | 0.01 | 0.125 | 93 | 93 | 11 | 45 | 3 | [22 empty] | FV2010-M1, FV2010-M4, FV2012-M7, FV2014-M11, FV2014-M15, FV2014-M16, FV2018-M24, FV2019-M29, FV 2020-M39 | Method Development, Method Validation, HRAMS Database | CF-8; CF-31A; CF-35; CF-(S1-S9) | Method Validation; Method Validation; Method Validation; Screening Report
EURL reports pending | Honey | 428 | Carbendazim | Thiophanate-Methyl | WD - Honey (2022) | Annex II (Support requested from EURLs) | Reg. (EU) No 559/2011; Applicable from: 01.01.2012 | Thiophanate-methyl - code 1000000: Carbendazim and thiophanate-methyl, expressed as carbendazim | 2A | Honey | MRM/SRM | MRM/SRM | No | Yes | [41 empty] | AO-M09 | Method Development
EURL reports pending | Plant | 646 | Carbofuran | 3-Hydroxycarbofuran | MACP - Plant (2022 ff) |  | Regulation (EU) 2015/399; Applicable from: 03/10/2015 | Carbofuran (sum of carbofuran (including any carbofuran generated from carbosulfan, benfuracarb or furathiocarb) and 3-OH carbofuran expressed as carbofuran) (R) | Obligatory | All (see 'Products to be sampled in 2022'-sheet) | MRM | MRM | Yes | Yes | FV2010-M1, FV2010-M4, FV2012-M6, FV2012-M7, FV2013-M8, FV2013-M10, FV2014-M12, FV2014-M16, FV2015-M17, FV2015-M19, FV2017-CEN, FV2017-M22, FV2018-M24, FV2018-M25, FV2019-M29, FV2019-M32, FV2019-M34 | Method Development, Method Validation, HRAMS Database | CF-2; CF-22; CF-26; CF-28; CF-31A; CF-33 | Method Validation; Method Validation; Method Validation; Method Validation; Method Validation; Method Validation |  |  | SRM-23 | Anal. Observ. Report | [30 empty] | CF-35; CF-(S1-S9) | Method Validation; Screening Report
EURL reports pending | Plant | 31 | Carbofuran | Benfuracarb | MACP - Plant (2022 ff) |  | Regulation (EU) 2015/399; Applicable from: 03/10/2015 | Carbofuran (sum of carbofuran (including any carbofuran generated from carbosulfan, benfuracarb or furathiocarb) and 3-OH carbofuran expressed as carbofuran) (R) | Obligatory | All (see 'Products to be sampled in 2022'-sheet) | MRM/SRM | MRM/SRM | No | Yes | 0.02 | 0.1 | 70.1 | 69 | 18 | 94 | 2 | 0.01 | 0.1 | 98.6 | 97 | 5 | 10 | 1 | 0.05 | 0.05 | 113 | 113 | 4 | 2 | 1 | [15 empty] | FV2010-M4; FV2012-M7; FV2015-M18; FV2019-M34; | Method Development, HRAMS Database | CF-15; CF-31A; CF-(S1-S9) | Method Validation; Method Validation; Screening Report | CF-35 & CF-36 was erroneously listed in the previous version |  |  | SRM-23 | Anal. Observ. Report
EURL reports pending | Plant | 67 | Carbofuran | Carbofuran | MACP - Plant (2022 ff) |  | Regulation (EU) 2015/399; Applicable from: 03/10/2015 | Carbofuran (sum of carbofuran (including any carbofuran generated from carbosulfan, benfuracarb or furathiocarb) and 3-OH carbofuran expressed as carbofuran) (R) | Obligatory | All (see 'Products to be sampled in 2022'-sheet) | MRM | MRM | Difficult | Yes | 0.0005 | 0.24 | 101 | 103 | 13 | 1138 | 10 | 0.01 | 0.125 | 100.1 | 100 | 6 | 53 | 4 | 0.05 | 0.05 | 98 | 94 | 7 | 3 | 1 | [15 empty] | FV2010-M1; FV2010-M4; FV2012-M6; FV2012-M7; FV2013-M8; FV2013-M10; FV2014-M12; FV2014-M16; FV2015-M17; FV2015-M19; FV2017-CEN; FV2017-M22; FV2018-M24; FV2018-M25; FV2019-M29; FV2019-M32; FV2019-M34; FV 2020-M37; FV 2020-M38; FV 2020-M39; FV 2020-M42 | Method Development, Method Validation, HRAMS Database, Analytical observation | CF-2; CF-22; CF-26; CF-28; CF-31A; CF-33; CF-35; CF-36; CF-(S1-S9) | Method Validation; Method Validation; Method Validation; Method Validation; Method Validation; Method Validation; Method Validation; Method Validation; Screening Report |  |  |  | SRM-23 | Anal. Observ. Report
EURL reports pending | Plant | 712 | Carbofuran | Carbofuran (sum) | MACP - Plant (2022 ff) |  | Regulation (EU) 2015/399; Applicable from: 03/10/2015 | Carbofuran (sum of carbofuran (including any carbofuran generated from carbosulfan, benfuracarb or furathiocarb) and 3-OH carbofuran expressed as carbofuran) (R) | Obligatory | All (see 'Products to be sampled in 2022'-sheet) |  | MRM/SRM | Difficult | Yes | FV2010-M1, FV2010-M4, FV2012-M6, FV2012-M7, FV2013-M8, FV2013-M10, FV2014-M12, FV2014-M16, FV2015-M17, FV2015-M19, FV2017-CEN, FV2017-M22, FV2018-M24, FV2018-M25, FV2019-M29, FV2019-M32, FV2019-M34 | Method Development, Method Validation, HRAMS Database | CF-2; CF-22; CF-26; CF-28; CF-31A; CF-33 | Method Validation; Method Validation; Method Validation; Method Validation; Method Validation; Method Validation |  |  | SRM-23 | Anal. Observ. Report | [32 empty] | CF-35 & CF-36 was erroneously listed in the previous version |  |  | SRM-23 | Anal. Observ. Report
EURL reports pending | Plant | 69 | Carbofuran | Carbosulfan | MACP - Plant (2022 ff) |  | Regulation (EU) 2015/399; Applicable from: 03/10/2015 | Carbofuran (sum of carbofuran (including any carbofuran generated from carbosulfan, benfuracarb or furathiocarb) and 3-OH carbofuran expressed as carbofuran) (R) | Obligatory | All (see 'Products to be sampled in 2022'-sheet) | MRM/SRM | MRM/SRM | Difficult | Yes | 0.02 | 0.1 | 89 | 90 | 15 | 220 | 2 | 0.01 | 0.1 | 84.5 | 78 | 18 | 12 | 2 | 0.05 | 0.05 | 86 | 84 | 14 | 3 | 1 | [15 empty] | FV2010-M4; FV2012-M7; FV2014-M11; FV2018-M24; FV2018-M27; FV 2020-M35 | Method Development, Analytical observation, HRAMS Database | CF-22; CF-27; CF-28; CF-31A; CF-33; CF-(S1-S9) | Method Validation; Method Validation; Method Validation; Method Validation; Method Validation; Screening Report | CF-35 & CF-36 was erroneously listed in the previous version |  |  | SRM-23 | Anal. Observ. Report
EURL reports pending | Plant | 240 | Carbofuran | Furathiocarb | MACP - Plant (2022 ff) |  | Regulation (EU) 2015/399; Applicable from: 03/10/2015 | Carbofuran (sum of carbofuran (including any carbofuran generated from carbosulfan, benfuracarb or furathiocarb) and 3-OH carbofuran expressed as carbofuran) (R) | Obligatory | All (see 'Products to be sampled in 2022'-sheet) | MRM/SRM | MRM/SRM | Difficult | Yes | 0.002 | 1 | 98 | 98 | 10 | 400 | 5 | 0.01 | 0.125 | 95.5 | 94 | 6 | 45 | 2 | 0.05 | 0.05 | 118 | 118 | 16 | 3 | 1 | [15 empty] | FV2010-M4; FV2012-M7; FV2014-M12; | Method Development, HRAMS Database | CF-2; CF-28; CF-(S1-S9) | Method Validation; Method Validation; Screening Report | CF-35 & CF-36 was erroneously listed in the previous version |  |  | SRM-23 | Anal. Observ. Report
EURL reports pending | Plant | 1044 | Chlorantraniliprole | Chlorantraniliprole | MACP - Plant (2022 ff) |  | Reg. (EU) 2021/1884; Applicable from: 17/11/2021 | Chlorantraniliprole (DPX E-2Y45) (F) | Obligatory | All (see 'Products to be sampled in 2022'-sheet) | MRM | No Data | Difficult | Yes | 0.002 | 0.5 | 99.9 | 99 | 12 | 340 | 6 | 0.01 | 0.125 | 86 | 87 | 8 | 17 | 2 | 0.05 | 0.05 | 99.5 | 100 | 16 | 2 | 1 | [15 empty] | FV2014-M11; FV2014-M12; FV2014-M16; FV2015-M18; FV2015-M19; FV2017-CEN; FV2018-M24; FV2019-M29; FV2019-M30; FV2019-M31; FV2019-M32; FV2019-M34; FV 2020-M37; FV 2020-M38; FV 2020-M39; FV 2020-M42 | Method Development, Method Validation, HRAMS Database, Analytical observation | CF-8; CF-23B; CF-28 | Method Validation; Method Validation; Method Validation | CF-35 & CF-36 was erroneously listed in the previous version
EURL reports pending | Plant | 1442 | Chlorate | Chlorate | WD - Info needed for specific risk management questions | Annex I (risk management support) | Reg. (EU) 2020/749 Applicable from: 28/06/2020 | Chlorate (A) |  | mainly relevant in vegetables (especially leafy vegetables) that are irrigated with chlorate containing water; in food that is washed with chlorinated water (e.g. carrots), in processed products of animal or plant origin that come into contact with surfaces (containers, tubes, packaging lines etc.) that are sanitized (including milk, baby food, juices). | SRM | SRM | No | Yes | [28 empty] | 0.01 | 4.469 | 102 | 102 | 10 | 142 | 3 | [5 empty] | CF-35 & CF-36 was erroneously listed in the previous version |  |  | SRM-09 | Method Development; Method Validation
EURL reports pending | Honey | 1442 | Chlorate | Chlorate | WD - Honey (2022) | WD - Honey (2022) | Reg. (EU) 2020/749 Applicable from: 28/06/2020 | Chlorate (A) |  | Honey | SRM | SRM | No | Yes | [28 empty] | 0.01 | 4.469 | 102 | 102 | 10 | 142 | 3 | [8 empty] | SRM-09 | Method Development; Method Validation
EURL reports pending | Animal | 77 | Chlordane | Chlordane (sum) | MACP - Animal (2022 ff) |  | Reg. (EC) No 149/2008; Applicable from: 01/09/2008 | Chlordane - code 1000000: Sum of cis- and trans-isomers and oxychlordane expressed as chlordane | Obligatory | All (see 'Products to be sampled in 2022'-sheet) |  | MRM | Yes | Difficult | [41 empty] | AO-M02; AO-M14; AO-M15; AO-M12; AO-M24; AO-M25; AO-M33; AO-M34; AO-M36 | Method Development; Method Validation
EURL reports pending | Animal | 77 | Chlordane | Chlordane (sum) | WD - Honey (2022) | Annex VII | Reg. (EC) No 149/2008; Applicable from: 01/09/2008 | Chlordane - code 1000000: Sum of cis- and trans-isomers and oxychlordane expressed as chlordane |  | Honey |  | MRM | Yes | Difficult | [41 empty] | AO-M08; AO-M12; AO-M22; AO-M24 | Method Development; Method Validation
EURL reports pending | Animal | 834 | Chlordane | Chlordane, cis- | MACP - Animal (2022 ff) |  | Reg. (EC) No 149/2008; Applicable from: 01/09/2008 | Chlordane - code 1000000: Sum of cis- and trans-isomers and oxychlordane expressed as chlordane | Obligatory | All (see 'Products to be sampled in 2022'-sheet) | MRM | MRM | Yes | No | [41 empty] | AO-M02; AO-M14; AO-M15; AO-M12; AO-M24; AO-M25; AO-M33; AO-M34; AO-M36 | Method Development; Method Validation
EURL reports pending | Animal | 834 | Chlordane | Chlordane, cis- | WD - Honey (2022) | Annex VII | Reg. (EC) No 149/2008; Applicable from: 01/09/2008 | Chlordane - code 1000000: Sum of cis- and trans-isomers and oxychlordane expressed as chlordane |  | Honey | MRM | MRM | Yes | No | [41 empty] | AO-M08; AO-M12; AO-M22; AO-M24 | Method Development; Method Validation
EURL reports pending | Animal | 1006 | Chlordane | Chlordane, trans- | MACP - Animal (2022 ff) |  | Reg. (EC) No 149/2008; Applicable from: 01/09/2008 | Chlordane - code 1000000: Sum of cis- and trans-isomers and oxychlordane expressed as chlordane | Obligatory | All (see 'Products to be sampled in 2022'-sheet) | MRM | MRM | Yes | No | [41 empty] | AO-M02; AO-M14; AO-M15; AO-M12; AO-M25; AO-M33; AO-M34; AO-M36 | Method Development; Method Validation
EURL reports pending | Animal | 1006 | Chlordane | Chlordane, trans- | WD - Honey (2022) | Annex VII | Reg. (EC) No 149/2008; Applicable from: 01/09/2008 | Chlordane - code 1000000: Sum of cis- and trans-isomers and oxychlordane expressed as chlordane |  | Honey | MRM | MRM | Yes | No | [41 empty] | AO-M08; AO-M12; AO-M22; AO-M24 | Method Development; Method Validation
EURL reports pending | Animal | 552 | Chlordane | Oxychlordane | MACP - Animal (2022 ff) |  | Reg. (EC) No 149/2008; Applicable from: 01/09/2008 | Chlordane - code 1000000: Sum of cis- and trans-isomers and oxychlordane expressed as chlordane | Obligatory | All (see 'Products to be sampled in 2022'-sheet) | MRM | MRM | Yes | No Data | [41 empty] | AO-M02; AO-M14; AO-M15; AO-M12; AO-M24; AO-M25; AO-M33; AO-M34; AO-M36 | Method Development; Method Validation
EURL reports pending | Animal | 552 | Chlordane | Oxychlordane | WD - Honey (2022) | Annex VII | Reg. (EC) No 149/2008; Applicable from: 01/09/2008 | Chlordane - code 1000000: Sum of cis- and trans-isomers and oxychlordane expressed as chlordane |  | Honey | MRM | MRM | Yes | No Data | [41 empty] | AO-M08; AO-M12; AO-M22; AO-M24 | Method Development; Method Validation
EURL reports pending | Plant | 505 | Chlorfenapyr | Chlorfenapyr | MACP - Plant (2022 ff) |  | Reg. (EU) No 899/2012; Applicable from: 26.04.2013 | Chlorfenapyr | Obligatory | All (see 'Products to be sampled in 2022'-sheet) | MRM | MRM | Yes | No | 0.002 | 0.2 | 102 | 102 | 12 | 1096 | 12 | 0.01 | 0.25 | 94 | 96 | 8 | 16 | 3 | 0.05 | 0.05 | 88 | 92 | 15 | 5 | 1 | [15 empty] | FV2010-M3; FV2010-M4; FV2012-M6; FV2012-M7; FV2014-M11; FV2014-M12; FV2015-M17; FV2017-M22; FV2018-M25; FV2018-M28; FV2019-M29; FV2019-M34; FV 2020-M35; FV 2020-M37; FV 2021-M43 | Method Development, Method Validation, HRAMS Database, Analytical Observation | CF-6; CF-21; CF-22; CF-27; CF-28; CF-31A; CF-33; CF-35; CF-36; CF-(S1-S9) | Method Validation; Method Validation; Method Validation; Method Validation; Method Validation; Method Validation; Method Validation; Method Validation; Method Validation; Screening Report
EURL reports pending | Honey | 81 | Chlorfenvinphos | Chlorfenvinphos | WD - Honey (2022) | Annex VII | Reg. (EU) No 1138/2013; Applicable from: 06.06.2014 | Chlorfenvinphos (F) |  | Honey | MRM | MRM | Yes | Yes | [41 empty] | AO-M08 | Method Development
EURL reports pending | Plant | 82 | Chlorfluazuron | Chlorfluazuron | WD - Plant (2022) | Annex IV (few findings) | - | _No specific RD established so far | 1B |  | MRM | MRM | No | Yes | 0.002 | 0.2 | 99.4 | 99 | 14 | 120 | 3 | 0.01 | 0.125 | 89.2 | 89 | 9 | 21 | 2 | [22 empty] | FV2012-M7; FV2018-M28; FV2019-M32; FV2019-M33; FV2019-M34; FV 2020-M35; FV 2020-M38; FV 2020-M39; FV 2020-M42 | Method Development, Method Validation, HRAMS Database, Analytical observation | CF-23B; CF-28 | Method Validation; Method Validation | CF-35 & CF-36 was erroneously listed in the previous version
EURL reports pending | Plant | 84 | Chloridazon | Chloridazon | WD - Plant (2022) | Annex II (Support requested from EURLs) | Reg. (EU) 2016/1015 Applicable from: 19/01/2017 | Chloridazon (R) (sum of chloridazon and chloridazon-desphenyl, expressed as chloridazon) | 2A | Residue findings mainly concern table grapes and various leafy vegetables and fresh herbs such as basil, chives, dill, celery, ruccola, chards, kale, leeks, parsley, spinach and lettuce. | MRM | SRM | Difficult | Yes | [36 empty] | FV 2020-M38; FV 2020-M39; FV 2020-M42 | Analytical observation, Method development, Method Validation | CF-13; CF-24; CF-25; CF-28; CF-(S1-S9) | Method Validation; Method Validation; Method Validation; Method Validation; Screening Report | CF-35 & CF-36 was erroneously listed in the previous version
EURL reports pending | Plant | 1760 | Chloridazon | Chloridazon (Sum) | WD - Plant (2022) | Annex II (Support requested from EURLs) | Reg. (EU) 2016/1015 Applicable from: 19/01/2017 | Chloridazon (R) (sum of chloridazon and chloridazon-desphenyl, expressed as chloridazon) | 2A | Residue findings mainly concern table grapes and various leafy vegetables and fresh herbs such as basil, chives, dill, celery, ruccola, chards, kale, leeks, parsley, spinach and lettuce. |  | SRM | [38 empty] | See single components |  | See single components |  | CF-35 & CF-36 was erroneously listed in the previous version
EURL reports pending | Plant | 1535 | Chloridazon | Chloridazon-desphenyl | WD - Plant (2022) | Annex II (Support requested from EURLs) | Reg. (EU) 2016/1015 Applicable from: 19/01/2017 | Chloridazon (R) (sum of chloridazon and chloridazon-desphenyl, expressed as chloridazon) | 2A | Residue findings mainly concern table grapes and various leafy vegetables and fresh herbs such as basil, chives, dill, celery, ruccola, chards, kale, leeks, parsley, spinach and lettuce. | SRM | SRM | No Data | Yes | [36 empty] | FV2012-M6; FV2012-M7; FV2017-M22; FV2018-M25; FV2019-M31; FV2019-M32; FV2019-M34 | Method Development, Method Validation, HRAMS Database |  |  | CF-35 & CF-36 was erroneously listed in the previous version |  |  | SRM-09 | Method Development; Method Validation | was für wdf haben die Spanier?
EURL reports pending | Plant | 86 | Chlormequat | Chlormequat | MACP - Plant (2022 ff) |  | Reg. (EU) 2020/1565; Applicable from: 17/11/2020 | Chlormequat (sum of chlormequat and its salts, expressed as chlormequat-chloride) | Obligatory (certain commodities) | It shall only be analysed in and on tomatoes, oats and barley in 2022; in and on carrots, pears, rye and brown rice in 2023; in and on aubergines, table grapes, cultivated fungi and wheat in 2024. | SRM | SRM | No | Yes | [28 empty] | 0.01 | 0.55 | 101.9 | 102 | 9 | 695 | 12 | [5 empty] | CF-35 & CF-36 was erroneously listed in the previous version |  |  | SRM-08; SRM-09 | Method Development; Method Validation
EURL reports pending | Plant | 86 | Chlormequat | Chlormequat | WD - Info needed for specific risk management questions | Annex I (risk management support) | Reg. (EU) 2020/1565; Applicable from: 17/11/2020 | Chlormequat (sum of chlormequat and its salts, expressed as chlormequat-chloride) | 2A | information needed on cultivated mushrooms; also relevant for e.g. cereals, fresh and dried sweet- and chili peppers, tomatoes, broccoli, lettuce, potatoes, stone fruits, pears, ginger, grapes and honey | SRM | SRM | No | Yes | [28 empty] | 0.01 | 0.05 | 101 | 100 | 9 | 100 | 10 | [5 empty] | CF-35 & CF-36 was erroneously listed in the previous version |  |  | SRM-09 | Method Development; Method Validation
EURL reports pending | Animal | 86 | Chlormequat | Chlormequat | WD - Animal (2022) | Annex II (Support requested from EURLs) | Reg. (EU) 2020/1565; Applicable from: 17/11/2020 | Chlormequat (sum of chlormequat and its salts, expressed as chlormequat-chloride) | 2A | Based on feeding studies, relevant for muscle, liver, kidney and cow's milk, feed crops. Findings reported in honey. | SRM | SRM | No | Yes | [28 empty] | 0.01 | 0.05 | 101 | 100 | 9 | 100 | 10 | [8 empty] | SRM-09 | Method Development; Method Validation
EURL reports pending | Animal | 75 | Chlorobenzilate | Chlorobenzilate | WD - Animal (2022) | Annex IV (few findings) | Reg. (EC) No 149/2008; Applicable from: 01.09.2008 | Chlorobenzilate (F) | 1A | Relevant matrices: animal fat, milk and eggs. | MRM | MRM | Yes | Difficult | [41 empty] | AO-M02; AO-M12; AO-M25; AO-M33; AO-M34 | Method Development; Method Validation
EURL reports pending | Plant | 93 | Chlorothalonil | Chlorothalonil | MACP - Plant (2022 ff) |  | Reg. (EU) 2021/155; Applicable from: 02/09/2021 | Chlorothalonil (R) | Obligatory | All (see 'Products to be sampled in 2022'-sheet) | MRM/SRM | MRM/SRM | Difficult | No | 0.002 | 1 | 62 | 64 | 20 | 258 | 6 | 0.01 | 0.25 | 94.4 | 93 | 8 | 16 | 3 | 0.01 | 0.05 | 88 | 84 | 7 | 5 | 1 | 0.01 | 0.05 | 81.6 | 74 | 21 | 49 | 1 | [8 empty] | FV2010-M1; FV2010-M2; FV2014-M11; FV2014-M12; FV2015-M17; FV2017-M22; FV2018-M25; FV2019-M29; FV2019-M34; FV 2020-M35; FV 2020-M37; FV 2021-M43 | Method Development, Method Validation, HRAMS Database, Analytical Observation | CF-28; CF-(S1-S9) | Method Validation; Screening Report | CF-35 & CF-36 was erroneously listed in the previous version |  |  | SRM-10 | Method Validation
EURL reports pending | Animal | 1409 | Chlorpropham | 4-HSA [4´-hydroxychlorpropham-O-sulphonic acid] | WD - Animal (2022) | Annex II (Support requested from EURLs) | Reg. (EU) 2021/155; Applicable from: 02/09/2021 | Chlorpropham (F) (R) (R) Chlorpropham - codes 1016000 and 1030000: chlorpropham and 3-chloro-4-hydroxyaniline conjugates, expressed as chlorpropham; Chlorpropham - code 1000000 except 1016000, 1030000 and 1040000 : Chlorpropham and 4&acute;-hydroxychlorpropham-O-sulphonic acid (4-HSA),expressed as chlorpropham |  | Relevant for ruminant's and swine kidney. | SRM | SRM | No | No Data | [45 empty] | Hier sollten wir weitermachen mit dem Standard aus NL
EURL reports pending | Plant | 87 | Chlorpropham | Chlorpropham | MACP - Plant (2022 ff) |  | Reg. (EU) 2021/155; Applicable from: 02/09/2021 | Chlorpropham (F) (R) | Obligatory | All (see 'Products to be sampled in 2022'-sheet) | MRM | SRM | Yes | Yes | 0.001 | 2 | 100 | 100 | 13 | 717 | 10 | 0.01 | 0.25 | 85.4 | 89 | 18 | 22 | 3 | 0.01 | 0.05 | 96 | 95 | 10 | 19 | 1 | 0.08 | 0.4 | 87.2 | 86 | 8 | 44 | 1 | [8 empty] | FV 2020-M35; FV 2020-M37; FV 2021-M43 | Analytical observation, Method development | CF-11; CF-12; CF-14; CF-22; CF-27; CF-28; CF-31A; CF-33; CF-35; CF-36; CF-(S1-S9) | Method Validation; Method Validation; Method Validation; Method Validation; Method Validation; Method Validation; Method Validation; Method Validation; Method Validation; Method Validation; Screening Report
EURL reports pending | Animal | 87 | Chlorpropham | Chlorpropham | WD - Animal (2022) | Annex II (Support requested from EURLs) | Reg. (EU) 2021/155; Applicable from: 02/09/2021 | Chlorpropham (F) (R) (R) Chlorpropham - codes 1016000 and 1030000: chlorpropham and 3-chloro-4-hydroxyaniline conjugates, expressed as chlorpropham; Chlorpropham - code 1000000 except 1016000, 1030000 and 1040000 : Chlorpropham and 4&acute;-hydroxychlorpropham-O-sulphonic acid (4-HSA),expressed as chlorpropham |  | Relevant for ruminant's and swine kidney. | MRM | SRM | Yes | Yes | [41 empty] | AO-M05; AO-M06; AO-M07; AO-M14; AO-M15; AO-M12 | Method Development; Method Validation
EURL reports pending | Animal | 1142 | Chlorpropham | Chlorpropham (sum) | WD - Animal (2022) | Annex II (Support requested from EURLs) | Reg. (EU) 2021/155; Applicable from: 02/09/2021 | Chlorpropham (F) (R) (R) Chlorpropham - codes 1016000 and 1030000: chlorpropham and 3-chloro-4-hydroxyaniline conjugates, expressed as chlorpropham; Chlorpropham - code 1000000 except 1016000, 1030000 and 1040000 : Chlorpropham and 4&acute;-hydroxychlorpropham-O-sulphonic acid (4-HSA),expressed as chlorpropham |  | Relevant for ruminant's and swine kidney. |  | SRM | [47 empty] | hier vielleicht extra Zeilen für die versch. AO Gruppen
EURL reports pending | Plant | 89 | Chlorpyrifos | Chlorpyrifos | MACP - Plant (2022 ff) |  | Reg. (EU) 2020/1085; Applicable from: 13/11/2020 | Chlorpyrifos (F) | Obligatory | All (see 'Products to be sampled in 2022'-sheet) | MRM | MRM | Yes | Yes | 0.002 | 4 | 101 | 101 | 9 | 1662 | 15 | 0.01 | 0.25 | 83.9 | 85 | 7 | 47 | 3 | 0.01 | 0.05 | 97.5 | 95 | 6 | 20 | 1 | [15 empty] | FV2010-M1; FV2010-M3; FV2010-M4; FV2012-M6; FV2013-M8; FV2013-M10; FV2014-M11; FV2014-M15; FV2014-M16; FV2015-M17; FV2017-CEN; FV2017-M22; FV2018-M24; FV2018-M25; FV2019-M29; FV2019-M30; FV2019-M31; FV2019-M32; FV2019-M34; FV 2020-M35; FV 2020-M36; FV 2020-M37; FV 2020-M38; FV 2021-M39; FV 2020-M42; FV 2020-M43 | Method Development, Method Validation, HRAMS Database, Analytical Observation | CF-11; CF-12; CF-14; CF-22; CF-27; CF-28; CF-31A; CF-33; CF-35; CF-36; CF-(S1-S9) | Method Validation; Method Validation; Method Validation; Method Validation; Method Validation; Method Validation; Method Validation; Method Validation; Method Validation; Method Validation; Screening Report
EURL reports pending | Animal | 89 | Chlorpyrifos | Chlorpyrifos | MACP - Animal (2022 ff) |  | Reg. (EU) 2020/1085; Applicable from: 13/11/2020 | Chlorpyrifos (F) | Obligatory | All (see 'Products to be sampled in 2022'-sheet) | MRM | MRM | Yes | Yes | [41 empty] | EN1528; AO-M07; AO-M11; AO-M13; AO-M14; AO-M15; AO-M12; AO-M24; AO-M25; AO-M28; AO-M33 | Method Development; Method Validation
EURL reports pending | Plant | 90 | Chlorpyrifos-Methyl | Chlorpyrifos-Methyl | MACP - Plant (2022 ff) |  | Reg. (EU) 2020/1085; Applicable from: 13/11/2020 | Chlorpyrifos-methyl (F) (R); Chlorpyrifos-methyl - code 500000: sum of chlorpyrifos-methyl and desmethyl chlorpyrifos-methyl | Obligatory | All (see 'Products to be sampled in 2022'-sheet) | MRM | MRM | Yes | Yes | 0.002 | 1 | 101 | 101 | 10 | 1861 | 17 | 0.01 | 0.25 | 87.5 | 86 | 7 | 92 | 7 | 0.01 | 0.05 | 95 | 94 | 13 | 19 | 1 | [15 empty] | FV2010-M1; FV2010-M3; FV2010-M4; FV2012-M6; FV2013-M8; FV2013-M10; FV2014-M11; FV2014-M12; FV2014-M16; FV2015-M17; FV2015-M18; FV2017-M22; FV2018-M24; FV2018-M25; FV2019-M29; FV2019-M31; FV2019-M32; FV2019-M34; FV 2020-M42; FV 2020-M35; FV 2020-M37; FV 2021-M43 | Method Development, Method Validation, HRAMS Database, Analytical Observation | CF-11; CF-12; CF-14; CF-22; CF-27; CF-28; CF-31A; CF-33; CF-35; CF-36; CF-(S1-S9) | Method Validation; Method Validation; Method Validation; Method Validation; Method Validation; Method Validation; Method Validation; Method Validation; Method Validation; Method Validation; Screening Report
EURL reports pending | Animal | 90 | Chlorpyrifos-Methyl | Chlorpyrifos-Methyl | MACP - Animal (2022 ff) |  | Reg. (EU) 2020/1085; Applicable from: 13/11/2020 | Chlorpyrifos-methyl (F) (R) | Obligatory | All (see 'Products to be sampled in 2022'-sheet) | MRM | MRM | Yes | Yes | [41 empty] | AO-M02; AO-M07; AO-M11; AO-M13; AO-M14; AO-M15; AO-M24; AO-M25; AO-M28; AO-M33 | Method Development; Method Validation
EURL reports pending | Plant | 90 | Chlorpyrifos-Methyl | Chlorpyrifos-Methyl | WD - Plant (2022) | Annex II (Support requested from EURLs) | Reg. (EU) 2020/1085; Applicable from: 13/11/2020 | Chlorpyrifos-methyl (F) (R); Chlorpyrifos-methyl - code 500000: sum of chlorpyrifos-methyl and desmethyl chlorpyrifos-methyl |  | cereals | MRM | MRM | Yes | Yes | FV2010-M1, FV2010-M3, FV2010-M4, FV2012-M6, FV2013-M8, FV2013-M10, FV2014-M11, FV2014-M12, FV2014-M16, FV2015-M17, FV2015-M18, FV2017-M22, FV2018-M24, FV2018-M25, FV2019-M29, FV2019-M31, FV2019-M32, FV2019-M34 | Method Development, Method Validation, HRAMS Database | CF-11; CF-12; CF-14; CF-22; CF-27; CF-28; CF-31A; CF-33 | Method Validation; Method Validation; Method Validation; Method Validation; Method Validation; Method Validation; Method Validation; Method Validation | [32 empty] | FV2010-M1; FV2010-M3; FV2010-M4; FV2012-M6; FV2013-M8; FV2013-M10; FV2014-M11; FV2014-M12; FV2014-M16; FV2015-M17; FV2015-M18; FV2017-M22; FV2018-M24; FV2018-M25; FV2019-M29; FV2019-M31; FV2019-M32; FV2019-M34; FV 2020-M42; FV 2020-M35; FV 2020-M37; FV 2021-M43 | Method Development, Method Validation, HRAMS Database, Analytical Observation | CF-11; CF-12; CF-14; CF-22; CF-27; CF-28; CF-31A; CF-33; CF-35; CF-36; CF-(S1-S9) | Method Validation; Method Validation; Method Validation; Method Validation; Method Validation; Method Validation; Method Validation; Method Validation; Method Validation; Method Validation; Screening Report
EURL reports pending | Plant | 1999 | Chlorpyrifos-Methyl | Chlorpyrifos-Methyl (sum) | MACP - Plant (2022 ff) |  | Reg. (EU) 2020/1085; Applicable from: 13/11/2020 | Chlorpyrifos-methyl (F) (R); Chlorpyrifos-methyl - code 500000: sum of chlorpyrifos-methyl and desmethyl chlorpyrifos-methyl | Obligatory | All (see 'Products to be sampled in 2022'-sheet) |  | MRM |  |  | FV2010-M1, FV2010-M3, FV2010-M4, FV2012-M6, FV2013-M8, FV2013-M10, FV2014-M11, FV2014-M12, FV2014-M16, FV2015-M17, FV2015-M18, FV2017-M22, FV2018-M24, FV2018-M25, FV2019-M29, FV2019-M31, FV2019-M32, FV2019-M34 | Method Development, Method Validation, HRAMS Database | CF-11; CF-12; CF-14; CF-22; CF-27; CF-28; CF-31A; CF-33 | Method Validation; Method Validation; Method Validation; Method Validation; Method Validation; Method Validation; Method Validation; Method Validation | [36 empty] | CF-35 & CF-36 was erroneously listed in the previous version
EURL reports pending | Plant | 1999 | Chlorpyrifos-Methyl | Chlorpyrifos-Methyl (sum) | WD - Plant (2022) | Annex II (Support requested from EURLs) | Reg. (EU) 2020/1085; Applicable from: 13/11/2020 | Chlorpyrifos-methyl (F) (R); Chlorpyrifos-methyl - code 500000: sum of chlorpyrifos-methyl and desmethyl chlorpyrifos-methyl |  | cereals |  | MRM |  |  | 0.002 | 1 | 101 | 101 | 10 | 1861 | 17 | 0.01 | 0.25 | 87.5 | 86 | 7 | 92 | 7 | 0.01 | 0.05 | 95 | 94 | 13 | 19 | 1 | [19 empty] | CF-35 & CF-36 was erroneously listed in the previous version
EURL reports pending | Plant | 1670 | Chlorpyrifos-Methyl | Desmethyl-Chlorpyrifos-Methyl | MACP - Plant (2022 ff) |  | Reg. (EU) 2020/1085; Applicable from: 13/11/2020 | Chlorpyrifos-methyl (F) (R); Chlorpyrifos-methyl - code 500000: sum of chlorpyrifos-methyl and desmethyl chlorpyrifos-methyl | Obligatory | All (see 'Products to be sampled in 2022'-sheet) | MRM | MRM | Yes | Yes | [40 empty] | CF-35 & CF-36 was erroneously listed in the previous version |  |  |  |  | wir haben schon mal was gemacht
EURL reports pending | Plant | 1670 | Chlorpyrifos-Methyl | Desmethyl-Chlorpyrifos-Methyl | WD - Plant (2022) | Annex II (Support requested from EURLs) | Reg. (EU) 2020/1085; Applicable from: 13/11/2020 | Chlorpyrifos-methyl (F) (R); Chlorpyrifos-methyl - code 500000: sum of chlorpyrifos-methyl and desmethyl chlorpyrifos-methyl |  | cereals | MRM | MRM | Yes | Yes | [40 empty] | CF-35 & CF-36 was erroneously listed in the previous version |  |  |  |  | wir haben schon mal was gemacht
EURL reports pending | Plant | 99 | Clofentezine | Clofentezine | MACP - Plant (2022 ff) |  | Reg. (EU) 2015/846; Applicable from: 25.06.2015 | Clofentezine (R); Clofentezine - codes 0500000 and 1000000: Sum of all compounds containing the 2-chlorobenzoyl moiety expressed as clofentezine | Obligatory | All (see 'Products to be sampled in 2022'-sheet) | MRM | MRM | Difficult | Yes | 0.001 | 0.3 | 99.5 | 98 | 12 | 1131 | 8 | 0.01 | 0.125 | 81.2 | 80 | 8 | 54 | 4 | 0.05 | 0.05 | 133 | 133 |  | 1 | 1 | [15 empty] | FV2010-M1; FV2010-M4; FV2012-M7; FV2014-M11; FV2014-M12; FV2014-M16; FV2015-M18; FV2015-M19; FV2017-CEN; FV2018-M24; FV2019-M29; FV2019-M30; FV2019-M31; FV2019-M32; FV2019-M34; FV 2020-M37; FV 2020-M38; FV 2020-M39; FV 2020-M42 | Method Development, Method Validation, HRAMS Database, Analytical observation | CF-6; CF-15; CF-21; CF-26; CF-27; CF-28; CF-31A; CF-32; CF-33; CF-35; CF-36; CF-(S1-S9) | Method Validation; Method Validation; Method Validation; Method Validation; Method Validation; Method Validation; Method Validation; Method Validation; Method Validation; Method Validation; Method Validation; Screening Report
EURL reports pending | Plant | 1838 | Clofentezine | Clofentezine (sum) | MACP - Plant (2022 ff) |  | Reg. (EU) 2015/846; Applicable from: 25.06.2015 | Clofentezine (R); Clofentezine - codes 0500000 and 1000000: Sum of all compounds containing the 2-chlorobenzoyl moiety expressed as clofentezine | Obligatory | All (see 'Products to be sampled in 2022'-sheet) |  | SRM | Difficult | Yes | 0.001 | 0.3 | 99.5 | 98 | 12 | 1131 | 8 | 0.01 | 0.125 | 81.2 | 80 | 8 | 54 | 4 | 0.05 | 0.05 | 133 | 133 |  | 1 | 1 | [19 empty] | CF-35 & CF-36 was erroneously listed in the previous version
EURL reports pending | Plant | 100 | Clomazone | Clomazone | WD - Plant (2022) | Annex IV (few findings) | Reg. (EU) 2019/50 Applicable from: 01/01/2019 | Clomazone | 1B | Findings in carrots and caulifower | MRM | MRM | Yes | Yes | 0.001 | 2.5 | 99 | 99 | 9 | 1060 | 13 | 0.01 | 0.25 | 88.5 | 89 | 8 | 95 | 8 | 0.05 | 0.05 | 101.5 | 102 | 4 | 2 | 1 | [15 empty] | FV2010-M4; FV2012-M7; FV2015-M18; FV2018-M24; FV2018-M26; FV2019-M30; FV2019-M31; FV2019-M32; FV2019-M33; FV2019-M34; FV 2020-M38; FV 2020-M39; FV 2020-M42 | Method Development, Method Validation, HRAMS Database, Analytical observation | CF-1; CF-22; CF-28; CF-31A; CF-35; CF-36; CF-(S1-S9) | Method Validation; Method Validation; Method Validation; Method Validation; Method Validation; Method Validation; Screening Report
NEW 2022; EURL reports pending | Plant | 101 | Clopyralid | Clopyralid | WD - Plant (2022) |  | Reg. (EU) 2021/1807; Applicable from: 03/11/2021 | Clopyralid | 2A | Mainly found on cultivated mushrooms, cabbages, broccoli, green beans, linseeds, oranges, strawberries, sweet peppers, spinaches, barley, wheat and oats. | MRM/SRM | MRM/SRM | No | Yes
EURL reports pending | Plant | 581 | Clothianidin | Clothianidin | MACP - Plant (2022 ff) |  | Reg. (EU) 2017/671; Applicable from: 28/04/2017 | Clothianidin | Obligatory | All (see 'Products to be sampled in 2022'-sheet) | MRM | MRM | No | Yes | 0.002 | 0.24 | 97 | 96 | 10 | 1130 | 13 | 0.01 | 0.125 | 97.1 | 99 | 9 | 127 | 8 | 0.05 | 0.05 | 96 | 96 | 1 | 3 | 1 | [15 empty] | FV 2020-M39 | Method development, Method Validation | CF-6; CF-22; CF-28; CF-31A; CF-33; CF-35; CF-36; CF-(S1-S9) | Method Validation; Method Validation; Method Validation; Method Validation; Method Validation; Method Validation; Method Validation; Screening Report
EURL reports pending | Animal | 581 | Clothianidin | Clothianidin | WD - Honey (2022) | Annex VII | Reg. (EU) 2017/671 Applicable from: 28/04/2017 | Clothianidin |  | Honey | MRM | MRM | No | Yes | [41 empty] | AO-M02; AO-M11; AO-M13; AO-M28 | Method Developmen; Method Validation
EURL reports pending | Plant | 270 | Copper compounds | Copper | WD - Plant (2022) | Annex II (Support requested from EURLs) | Reg. (EC) No 149/2008 Applicable from: 01/09/2008 | Copper compounds (Copper) | 2B | Copper is ubiquitous and findings are expected in all types of commodities. | SRM | SRM | No | No | [40 empty] | CF-35 & CF-36 was erroneously listed in the previous version
EURL reports pending | Animal | 270 | Copper compounds | Copper | WD - Animal (2022) | Annex II (Support requested from EURLs) | Reg. (EC) No 149/2008 Applicable from: 01/09/2008 | Copper compounds (Copper) | 2B |  | SRM | SRM | No | No
EURL reports pending | Animal | 270 | Copper compounds | Copper | WD - Honey (2022) | Annex VII | Reg. (EC) No 149/2008 Applicable from: 01/09/2008 | Copper compounds (Copper) | 2B |  | SRM | SRM | No | No
EURL reports pending | Honey | 104 | Coumaphos | Coumaphos | WD - Honey (2022) | Annex VII | Reg. (EU) 2017/623; Applicable from: 26/04/2017 | Coumaphos |  |  | MRM | MRM | Yes | Yes | [41 empty] | AO-M09; AO-M08; AO-M28 | Method Development; Method Validation
EURL reports pending | Plant | 1195 | Cyantraniliprole | Cyantraniliprole | MACP - Plant (2022 ff) |  | Reg. (EU) 2020/856 Applicable from: 09/07/2020 | Cyantraniliprole | Obligatory | All (see 'Products to be sampled in 2022'-sheet) | MRM | MRM | Yes | Yes | [38 empty] | CF-29 | Method Validation | CF-35 & CF-36 was erroneously listed in the previous version
EURL reports pending |  | 510 | Cyazofamid | Cyazofamid | MACP - Plant (2022 ff) |  | Reg. (EU) 2020/856 Applicable from: 09/07/2020 | Cyazofamid | Obligatory | All (see 'Products to be sampled in 2022'-sheet) | MRM | MRM | Difficult | Yes | [36 empty] | FV 2020-M37; FV 2020-M38; FV 2020-M39; FV 2020-M42 | Analytical observation, Method development, Method Validation | CF-22; CF-28; CF-31A | Method Validation; Method Validation; Method Validation
EURL reports pending |  | 1692 | Cyflufenamid | Cyflufenamid (= Z-isomer) | MACP - Plant (2022 ff) |  | Reg. (EU) 2021/1807; Applicable from: 03/11/2021 | Cyflufenamid (sum of cyflufenamid (Z-isomer) and its E-isomer, expressed as cyflufenamid) (R) (A) | Obligatory | All (see 'Products to be sampled in 2022'-sheet) | MRM | MRM | Yes | Yes | [38 empty] | CF-19; CF-28 | Method Validation; Method Validation
EURL reports pending |  | 797 | Cyflufenamid | Cyflufenamid (sum) | MACP - Plant (2022 ff) |  | Reg.(EU) 2019/1559 Applicable from: 07/04/2020 | Cyflufenamid (sum of cyflufenamid (Z-isomer) and its E-isomer, expressed as cyflufenamid) (R) (A) | Obligatory | All (see 'Products to be sampled in 2022'-sheet) |  | MRM | Yes | Yes | [36 empty] | FV 2020-M37; FV 2020-M38; FV 2020-M39; FV 2020-M42 | Analytical observation, Method development, Method Validation
EURL reports pending |  | 1708 | Cyflufenamid | Cyflufenamid, E-isomer | MACP - Plant (2022 ff) |  | Reg.(EU) 2019/1559 Applicable from: 07/04/2020 | Cyflufenamid (sum of cyflufenamid (Z-isomer) and its E-isomer, expressed as cyflufenamid) (R) (A) | Obligatory | All (see 'Products to be sampled in 2022'-sheet) | MRM | MRM | Yes | Yes | [38 empty] | CF-19; CF-28 | Method Validation; Method Validation
EURL reports pending | Plant | 1280 | Cyflumetofen | Cyflumetofen | WD - Plant (2022) |  | Reg. (EU) 2021/1098; Applicable from: 26/07/2021 | Cyflumetofen | 1B | Mainly found on bell peppers, chilli peppers, green beans, strawberries and tomatoes. | MRM | MRM | Yes | Yes | [40 empty] | CF-35 & CF-36 was erroneously listed in the previous version
EURL reports pending | Plant | 110 | Cyfluthrin | Cyfluthrin (sum) | MACP - Plant (2022 ff) |  | Reg. (EU) 2016/1902; Applicable from: 24/11/2016 | Cyfluthrin (cyfluthrin including other mixtures of constituent isomers (sum of isomers)) (F) | Obligatory | All (see 'Products to be sampled in 2022'-sheet) |  | MRM | Yes | Yes | 0.002 | 0.5 | 100 | 100 | 12 | 763 | 8 | 0.01 | 0.25 | 90.6 | 91 | 7 | 15 | 3 | [22 empty] | FV 2020-M35; FV 2020-M37; FV 2020-M41; FV 2021-M43 | Analytical observation, Method development | CF-11; CF-14; CF-24; CF-30; CF-35; CF-36; CF-(S1-S9) | Method Validation; Method Validation; Method Validation; Method Validation; Method Validation; Method Validation; Screening Report
EURL reports pending | Animal | 110 | Cyfluthrin | Cyfluthrin (sum) | WD - Animal (2022) | Annex IV (few findings) | Reg. (EU) 2016/1902; Applicable from: 24/11/2016 | Cyfluthrin (cyfluthrin including other mixtures of constituent isomers (sum of isomers)) (F) | 1A | Relevant for animal fat |  | MRM | Yes | Yes | [41 empty] | AO-M02; AO-M07; AO-M11; AO-M13; AO-M14; AO-M15; AO-M12 AO-M34; AO-M36 | Method Development; Method Validation
EURL reports pending | Plant | 111 | Cyfluthrin | Cyfluthrin, beta- | MACP - Plant (2022 ff) |  | Reg. (EU) 2016/1902; Applicable from: 24/11/2016 | Cyfluthrin (cyfluthrin including other mixtures of constituent isomers (sum of isomers)) (F) | Obligatory | All (see 'Products to be sampled in 2022'-sheet) | MRM | MRM | Yes | Yes | 0.03 | 1 | 99 | 98 | 11 | 26 | 2 | [7 empty] | 0.01 | 0.05 | 77 | 77 | 7 | 3 | 1 | [19 empty] | CF-35 & CF-36 was erroneously listed in the previous version
EURL reports pending | Animal | 111 | Cyfluthrin | Cyfluthrin, beta- | WD - Animal (2022) | Annex IV (few findings) | Reg. (EU) 2016/1902; Applicable from: 24/11/2016 | Cyfluthrin (cyfluthrin including other mixtures of constituent isomers (sum of isomers)) (F) | 1A | Relevant for animal fat | MRM | MRM | Yes | Yes | [41 empty] | AO-M14; AO-M15; AO-M18; AO-M25 | Method Development; Method Validation
EURL reports pending | Plant | 112 | Cyhalofop | Cyhalofop-Butyl | WD - Interest for Cumulative Risk Assessment | Annex III (cummulative) | Reg. (EU) No 398/2014; Applicable from: 13.11.2014 | Cyhalofop-butyl |  | especially relevant for rice | MRM | MRM | Yes | Yes | 0.025 | 0.1 | 114.8 | 116 | 18 | 129 | 2 | 0.1 | 0.125 | 94 | 100 | 25 | 11 | 2 | [22 empty] | FV2019-M31; FV2019-M32; FV2019-M34; FV 2020-M42 | Method Development, Analytical observation |  |  | CF-35 & CF-36 was erroneously listed in the previous version
EURL reports pending | Plant | 896 | Cyhalothrin | Cyhalothrin, gamma- | WD - Plant (2022) | Annex II (Support requested from EURLs) | Reg. (EU) 2021/590; Applicable from: 03/05/2021 | Lambda-cyhalothrin (includes gamma-cyhalothrin) (sum of R,S and S,R isomers) (F) |  |  | SRM | MRM | Yes | Difficult | [40 empty] | CF-35 & CF-36 was erroneously listed in the previous version |  |  | SRM-39 | Method development
EURL reports pending | Honey | 896 | Cyhalothrin | Cyhalothrin, gamma- | WD - Honey (2022) | Annex VII | Reg. (EU) 2021/590; Applicable from: 03/05/2021 | Lambda-cyhalothrin (includes gamma-cyhalothrin) (sum of R,S and S,R isomers) (F) |  |  | SRM | MRM | Yes | Difficult | [43 empty] | SRM-39 | Method development
EURL reports pending | Plant | 114 | Cyhalothrin | Cyhalothrin, lambda- (incl. Cyhalothrin, gamma-) | MACP - Plant (2022 ff) |  | Reg. (EU) 2021/590; Applicable from: 03/05/2021 | Lambda-cyhalothrin (includes gamma-cyhalothrin) (sum of R,S and S,R isomers) (F) | Obligatory | All (see 'Products to be sampled in 2022'-sheet) | MRM | MRM | Yes | Yes | 0.002 | 1.5 | 101.1 | 102 | 9 | 1520 | 12 | 0.01 | 0.25 | 93.4 | 95 | 10 | 50 | 3 | 0.01 | 0.05 | 94.4 | 94 | 10 | 19 | 1 | [15 empty] | FV 2010-M1; FV 2012-M6; FV 2014-M11; FV 2014-M12; FV 2020-M35; FV 2020-M37; FV 2021-M43 | Method Development, Method Validation, Analytical Observation | CF-11; CF-14; CF-17; CF-22; CF-27; CF-28; CF-31A; CF-32; CF-33; CF-35; CF-36; CF-(S1-S9) | Method Validation; Method Validation; Method Validation; Method Validation; Method Validation; Method Validation; Method Validation; Method Validation; Method Validation; Method Validation; Method Validation; Screening Report
EURL reports pending | Honey | 114 | Cyhalothrin | Cyhalothrin, lambda- (incl. Cyhalothrin, gamma-) | WD - Honey (2022) | Annex VII | Reg. (EU) 2021/590; Applicable from: 03/05/2021 | Lambda-cyhalothrin (includes gamma-cyhalothrin) (sum of R,S and S,R isomers) (F) |  |  | MRM | MRM | Yes | Yes | [41 empty] | AO-M08 | Method Developmen
EURL reports pending | Plant | 114 | Cyhalothrin | Cyhalothrin, lambda- (incl. Cyhalothrin, gamma-) | WD - Plant (2022) | Annex II (Support requested from EURLs) | Reg. (EU) 2021/590; Applicable from: 03/05/2021 | Lambda-cyhalothrin (includes gamma-cyhalothrin) (sum of R,S and S,R isomers) (F) |  |  | MRM | MRM | Yes | Yes | 0.002 | 1.5 | 101.1 | 102 | 9 | 1520 | 12 | 0.01 | 0.25 | 93.4 | 95 | 10 | 50 | 3 | 0.01 | 0.05 | 94.4 | 94 | 10 | 19 | 1 | [15 empty] | FV 2010-M1; FV 2012-M6; FV 2014-M11; FV 2014-M12; FV 2020-M35; FV 2020-M37; FV 2021-M43 | Method Development, Method Validation, Analytical Observation | CF-11; CF-14; CF-17; CF-22; CF-27; CF-28; CF-31A; CF-32; CF-33; CF-35; CF-36; CF-(S1-S9) | Method Validation; Method Validation; Method Validation; Method Validation; Method Validation; Method Validation; Method Validation; Method Validation; Method Validation; Method Validation; Method Validation; Screening Report
EURL reports pending | Plant | 116 | Cymoxanil | Cymoxanil | MACP - Plant (2022 ff) |  | Reg. (EU) 2018/832 Applicable from: 26/06/2018 | Cymoxanil | Obligatory | All (see 'Products to be sampled in 2022'-sheet) | MRM | MRM | Difficult | Yes | 0.001 | 2.5 | 98.6 | 98 | 13 | 1010 | 11 | 0.01 | 0.125 | 90.9 | 92 | 10 | 31 | 3 | 0.05 | 0.05 | 97.5 | 98 | 12 | 2 | 1 | [15 empty] | FV2012-M6; FV2012-M7; FV2014-M11; FV2014-M16; FV2015-M18; FV2017-CEN; FV2018-M24; FV2019-M29; FV2019-M30; FV2019-M31; FV2019-M32; FV2019-M34; FV 2020-M37; FV 2020-M38; FV 2020-M42 | Method Development, Method Validation, HRAMS Database, Analytical observation | CF-13; CF-28 | Method Validation; Method Validation | CF-35 & CF-36 was erroneously listed in the previous version
EURL reports pending | Plant | 12 | Cypermethrin | Alphamethrin | MACP - Plant (2022 ff) |  | Reg. (EU) 2017/626; Applicable from: 27/04/2017 | Cypermethrin (cypermethrin including other mixtures of constituent isomers (sum of isomers)) (F) | Obligatory | All (see 'Products to be sampled in 2022'-sheet) | MRM | MRM | Yes | Yes | [40 empty] | CF-35 & CF-36 was erroneously listed in the previous version |  |  |  |  | hier sollte es Daten geben
EURL reports pending | Animal | 12 | Cypermethrin | Alphamethrin | MACP - Animal (2022 ff) |  | Reg. (EU) 2017/626; Applicable from: 27/04/2017 | Cypermethrin (cypermethrin including other mixtures of constituent isomers (sum of isomers)) (F) | Obligatory | All (see 'Products to be sampled in 2022'-sheet) | MRM | MRM | Yes | Yes | [45 empty] | hier sollte es Daten geben
EURL reports pending | Plant | 1317 | Cypermethrin | Beta-Cypermethrin | MACP - Plant (2022 ff) |  | Reg. (EU) 2017/626; Applicable from: 27/04/2017 | Cypermethrin (cypermethrin including other mixtures of constituent isomers (sum of isomers)) (F) | Obligatory | All (see 'Products to be sampled in 2022'-sheet) | MRM | MRM | Yes | Yes | [40 empty] | CF-35 & CF-36 was erroneously listed in the previous version
EURL reports pending | Animal | 1317 | Cypermethrin | Beta-Cypermethrin | MACP - Animal (2022 ff) |  | Reg. (EU) 2017/626; Applicable from: 27/04/2017 | Cypermethrin (cypermethrin including other mixtures of constituent isomers (sum of isomers)) (F) | Obligatory | All (see 'Products to be sampled in 2022'-sheet) | MRM | MRM | Yes | Yes
EURL reports pending | Plant | 117 | Cypermethrin | Cypermethrin (sum) | MACP - Plant (2022 ff) |  | Reg. (EU) 2017/626; Applicable from: 27/04/2017 | Cypermethrin (cypermethrin including other mixtures of constituent isomers (sum of isomers)) (F) | Obligatory | All (see 'Products to be sampled in 2022'-sheet) |  | MRM | Yes | Yes | 0.002 | 1.5 | 99.6 | 100 | 12 | 662 | 9 | 0.01 | 0.25 | 94.8 | 95 | 7 | 9 | 3 | 0.01 | 0.05 | 93 | 94 | 10 | 20 | 1 | [15 empty] | FV2010-M1; FV2010-M3; FV2010-M4; FV2012-M6; FV2013-M8; FV2014-M11; FV2014-M12; FV2015-M17; FV2017-M22; FV2018-M25; FV2019-M29; FV2019-M34; FV 2020-M35; FV 2020-M37; FV 2020-M41; FV 2021-M43 | Method Development, Method Validation, Analytical Observation, HRAMS Database | CF-11; CF-14; CF-17; CF-22; CF-27; CF-28; CF-31A; CF-33; CF-35; CF-36; CF-(S1-S9) | Method Validation; Method Validation; Method Validation; Method Validation; Method Validation; Method Validation; Method Validation; Method Validation; Method Validation; Method Validation; Screening Report
EURL reports pending | Animal | 117 | Cypermethrin | Cypermethrin (sum) | MACP - Animal (2022 ff) |  | Reg. (EU) 2017/626; Applicable from: 27/04/2017 | Cypermethrin (cypermethrin including other mixtures of constituent isomers (sum of isomers)) (F) | Obligatory | All (see 'Products to be sampled in 2022'-sheet) |  | MRM | Yes | Yes | [41 empty] | AO-M02; AO-M07; AO-M11; AO-M13; AO-M14; AO-M15; AO-M12; AO-M24; AO-M25; AO-M33; AO-M34; AO-M36 | Method Development; Method Validation
EURL reports pending | Plant | 1319 | Cypermethrin | Zeta-Cypermethrin | MACP - Plant (2022 ff) |  | Reg. (EU) 2017/626; Applicable from: 27/04/2017 | Cypermethrin (cypermethrin including other mixtures of constituent isomers (sum of isomers)) (F) | Obligatory | All (see 'Products to be sampled in 2022'-sheet) | MRM | MRM | Yes | Yes | [40 empty] | CF-35 & CF-36 was erroneously listed in the previous version
EURL reports pending | Animal | 1319 | Cypermethrin | Zeta-Cypermethrin | MACP - Animal (2022 ff) |  | Reg. (EU) 2017/626; Applicable from: 27/04/2017 | Cypermethrin (cypermethrin including other mixtures of constituent isomers (sum of isomers)) (F) | Obligatory | All (see 'Products to be sampled in 2022'-sheet) | MRM | MRM | Yes | Yes
EURL reports pending | Plant | 118 | Cyproconazole | Cyproconazole | MACP - Plant (2022 ff) |  | Reg. (EU) 2018/70; Applicable from: 06/02/2018 | Cyproconazole (F) | Obligatory | All (see 'Products to be sampled in 2022'-sheet) | MRM | MRM | Yes | Yes | 0.002 | 1.229 | 98 | 97 | 10 | 1268 | 12 | 0.01 | 0.125 | 89.8 | 90 | 8 | 94 | 7 | 0.01 | 0.05 | 87.7 | 86 | 13 | 27 | 1 | 0.05 | 0.25 | 88.9 | 89 | 9 | 80 | 1 | [8 empty] | FV2010-M1; FV2010-M4; FV2012-M7; FV2013-M8; FV2014-M11; FV2014-M12; FV2014-M16; FV2015-M18; FV2015-M19; FV2017-CEN; FV2017-M22; FV2018-M24; FV2018-M25; FV2019-M29; FV2019-M30; FV2019-M31; FV2019-M32; FV2019-M34; FV 2020-M35; FV 2020-M37; FV 2020-M38; FV 2021-M42; FV 2020-M43 | Method Development, Method Validation, HRAMS Database, Analytical Observation | CF-3; CF-11; CF-12; CF-14; CF-22; CF-27; CF-28; CF-31A; CF-33; CF-35; CF-36; CF-(S1-S9) | Method Validation; Method Validation; Method Validation; Method Validation; Method Validation; Method Validation; Method Validation; Method Validation; Method Validation; Method Validation; Method Validation; Screening Report
EURL reports pending | Animal | 118 | Cyproconazole | Cyproconazole | WD - Animal (2022) | Annex IV (few findings) | Reg. (EU) 2018/70; Applicable from: 06/02/2018 | Cyproconazole (F) | 1A | Relevant for liver | MRM | MRM | Yes | Yes | [41 empty] | AO-M05; AO-M06; AO-M07; AO-M14; AO-M15; AO-M25 AO-M32; AO-M35 | Method Development
EURL reports pending | Plant | 119 | Cyprodinil | Cyprodinil | MACP - Plant (2022 ff) |  | Reg. (EU) 2021/1810; Applicable from: 04/11/2021 | Cyprodinil (F) (R) | Obligatory | All (see 'Products to be sampled in 2022'-sheet) | MRM | MRM | Yes | Yes | 0.002 | 1 | 98 | 97 | 10 | 2552 | 15 | 0.01 | 0.25 | 72.5 | 74 | 8 | 58 | 4 | 0.01 | 0.05 | 93 | 93 | 9 | 19 | 1 | [15 empty] | FV2010-M1; FV2010-M4; FV2012-M7; FV2013-M8; FV2014-M11; FV2014-M12; FV2014-M15; FV2014-M16; FV2015-M18; FV2015-M19; FV2017-CEN; FV2017-M22; FV2018-M24; FV2018-M25; FV2019-M29; FV2019-M30; FV2019-M31; FV2019-M32; FV2019-M34; FV 2020-M35; FV 2020-M37; FV 2020-M38; FV 2020-M39; FV 2020-M42; FV 2021-M43 | Method Development, Method Validation, HRAMS Database, Analytical Observation | CF-2; CF-3; CF-11; CF-12; CF-14; CF-22; CF-26; CF-27; CF-28; CF-31A; CF-33; CF-35; CF-36; CF-(S1-S9) | Method Validation; Method Validation; Method Validation; Method Validation; Method Validation; Method Validation; Method Validation; Method Validation; Method Validation; Method Validation; Method Validation; Method Validation; Method Validation; Screening Report
EURL reports pending | Plant | 120 | Cyromazine | Cyromazine | MACP - Plant (2022 ff) |  | Reg. (EU) 2016/1; Applicable from: 25.01.2016 | Cyromazine | Obligatory (certain commodities) | It shall only be analysed in and on lettuces and tomatoes in 2022; in and on potatoes, onions and carrots in 2023; in and on aubergines, sweet peppers, melons and cultivated fungi in 2024. | MRM/SRM | MRM/SRM | Yes | Yes | 0.001 | 2.5 | 36 | 36 | 14 | 236 | 4 | 0.01 | 0.125 | 77.8 | 81 | 10 | 38 | 2 | 0.05 | 0.05 | 85.5 | 86 | 1 | 2 | 1 | [7 empty] | 0.01 | 0.4 | 100.6 | 100 | 8 | 505 | 12 |  | FV2012-M7; FV2014-M11; FV2014-M16; FV2015-M18; FV2015-M19; FV2017-M22; FV2018-M24; FV2018-M25; FV2018-M27; FV2019-M29; FV2019-M30; FV2019-M31; FV2019-M32; FV2019-M34; FV 2020-M38; FV 2020-M39; FV 2020-M42 | Method Development, Method Validation, Analytical observation, HRAMS Database |  |  | CF-35 & CF-36 was erroneously listed in the previous version |  |  | SRM-09 | Method Development; Method Validation
EURL reports pending | Plant | 593 | Dazomet | Methylisothiocyanate | WD - Interest for Cumulative Risk Assessment | Annex III (cummulative) | Reg. (EU) 2016/1; Applicable from: 25/01/2016 | Dazomet (Methylisothiocyanate resulting from the use of dazomet and metam) |  |  | MRM | MRM | Yes | No Data | 0.05 (Dazomet) | 2 (Dazomet) | 92 | 90 | 16 | 180 | 1 | 0.1 (Dazomet) | 0.5 (Dazomet) | 98 | 102 | 16 | 3 | 1 | [26 empty] | CF-35 & CF-36 was erroneously listed in the previous version
EURL reports pending | Animal | 682 | DDT | DDD, p,p- | MACP - Animal (2022 ff) |  | Reg. (EC) No 149/2008; Applicable from: 01/09/2008 | DDT (sum of p,p´-DDT, o,p´-DDT, p-p´-DDE and p,p´-TDE (DDD) expressed as DDT) (F) | Obligatory | All (see 'Products to be sampled in 2022'-sheet) | MRM | MRM | Yes | No | [41 empty] | AO-M02; AO-M14; AO-M15; AO-M12; AO-M25; AO-M33; AO-M34; AO-M36 | Method Development; Method Validation
EURL reports pending | Animal | 678 | DDT | DDE, p,p- | MACP - Animal (2022 ff) |  | Reg. (EC) No 149/2008; Applicable from: 01/09/2008 | DDT (sum of p,p´-DDT, o,p´-DDT, p-p´-DDE and p,p´-TDE (DDD) expressed as DDT) (F) | Obligatory | All (see 'Products to be sampled in 2022'-sheet) | MRM | MRM | Yes | No | [41 empty] | AO-M02; AO-M14; AO-M15; AO-M12; AO-M25; AO-M33; AO-M34; AO-M36 | Method Development; Method Validation
EURL reports pending | Animal | 123 | DDT | DDT (sum) | MACP - Animal (2022 ff) |  | Reg. (EC) No 149/2008; Applicable from: 01/09/2008 | DDT (sum of p,p´-DDT, o,p´-DDT, p-p´-DDE and p,p´-TDE (DDD) expressed as DDT) (F) | Obligatory | All (see 'Products to be sampled in 2022'-sheet) |  | MRM | Yes | No | [41 empty] | AO-M02; AO-M14; AO-M15; AO-M12; AO-M25; AO-M33; AO-M34; AO-M36 | Method Development; Method Validation
EURL reports pending | Animal | 679 | DDT | DDT, o,p- | MACP - Animal (2022 ff) |  | Reg. (EC) No 149/2008; Applicable from: 01/09/2008 | DDT (sum of p,p´-DDT, o,p´-DDT, p-p´-DDE and p,p´-TDE (DDD) expressed as DDT) (F) | Obligatory | All (see 'Products to be sampled in 2022'-sheet) | MRM | MRM | Yes | No | [41 empty] | AO-M02; AO-M14; AO-M15; AO-M12; AO-M25 | Method Development; Method Validation
EURL reports pending | Animal | 680 | DDT | DDT, p,p- | MACP - Animal (2022 ff) |  | Reg. (EC) No 149/2008; Applicable from: 01/09/2008 | DDT (sum of p,p´-DDT, o,p´-DDT, p-p´-DDE and p,p´-TDE (DDD) expressed as DDT) (F) | Obligatory | All (see 'Products to be sampled in 2022'-sheet) | MRM | MRM | Yes | No | [41 empty] | AO-M02; AO-M14; AO-M15; AO-M12; AO-M25; AO-M33; AO-M34; AO-M36 | Method Development; Method Validation
EURL reports pending | Plant | 124 | Deltamethrin | Deltamethrin | MACP - Plant (2022 ff) |  | Reg. (EU) 2018/832 Applicable from: 26/06/2018 | Deltamethrin (cis-deltamethrin) (F) | Obligatory | All (see 'Products to be sampled in 2022'-sheet) | MRM | MRM | Yes | Yes | 0.002 | 10 | 100 | 100 | 13 | 664 | 8 | 0.01 | 0.25 | 86 | 88 | 11 | 18 | 3 | 0.01 | 0.05 | 96 | 96 | 8 | 20 | 1 | 0.02 | 0.1 | 90 | 88 | 10 | 48 | 1 | [8 empty] | FV2010-M1; FV2010-M3; FV2010-M4; FV2012-M6; FV2012-M7; FV2014-M11; FV2014-M12; FV2015-M17; FV2017-M22; FV2018-M25; FV2019-M29; FV2019-M34; FV 2020-M35; FV 2020-M37; FV 2020-M42; FV 2021-M43 | Method Development, Method Validation, HRAMS Database, Analytical Observation | CF-11; CF-14; CF-22; CF-27; CF-28; CF-31A; CF-33; CF-35; CF-(S1-S9) | Method Validation; Method Validation; Method Validation; Method Validation; Method Validation; Method Validation; Method Validation; Method Validation; Screening Report | CF-36 was erroneously listed in the previous version
EURL reports pending | Animal | 124 | Deltamethrin | Deltamethrin | MACP - Animal (2022 ff) |  | Reg. (EU) 2018/832 Applicable from: 26/06/2018 | Deltamethrin (cis-deltamethrin) (F) | Obligatory | All (see 'Products to be sampled in 2022'-sheet) | MRM | MRM | Yes | Yes | [41 empty] | AO-M02; AO-M07; AO-M11; AO-M13; AO-M14; AO-M15; AO-M12; AO-M33; AO-M34; AO-M36 | Method Development; Method Validation
EURL reports pending |  | 483 | Diafenthiuron | Diafenthiuron | WD - Plant (2022) | Annex II (Support requested from EURLs) | - | _No specific RD established so far | 1B | Found in green beans and oranges. | MRM/SRM | MRM/SRM | No | Yes | [38 empty] | CF-32 | Method Validation
EURL reports pending | Plant | 131 | Diazinon | Diazinon | MACP - Plant (2022 ff) |  | Reg. (EU) No 834/2013; Applicable from: 26.04.2013 | Diazinon (F) | Obligatory | All (see 'Products to be sampled in 2022'-sheet) | MRM | MRM | Yes | Yes | 0.01 | 1 | 100 | 99 | 11 | 772 | 11 | 0.1 | 0.25 | 87.5 | 88 | 9 | 14 | 2 | 0.05 | 0.05 | 108 | 108 | 6 | 2 | 1 | 0.005 | 0.05 | 96.2 | 95 | 8 | 32 | 1 | [8 empty] | FV 2020-M35; FV 2020-M37; FV 2020-M38; FV 2020-M39; FV 2020-M42; FV 2021-M43 | Analytical observation, Method development, Method Validation | CF-2; CF-11; CF-12; CF-14; CF-22; CF-27; CF-28; CF-31A; CF-33; CF-35; CF-36; CF-(S1-S9) | Method Validation; Method Validation; Method Validation; Method Validation; Method Validation; Method Validation; Method Validation; Method Validation; Method Validation; Method Validation; Method Validation; Screening Report
EURL reports pending | Animal | 131 | Diazinon | Diazinon | MACP - Animal (2022 ff) |  | Reg. (EU) No 834/2013; Applicable from: 26.04.2013 | Diazinon (F) | Obligatory | All (see 'Products to be sampled in 2022'-sheet) | MRM | MRM | Yes | Yes | [41 empty] | AO-M02; AO-M07; AO-M11; AO-M13; AO-M14; AO-M15; AO-M24; AO-M25; AO-M32; AO-M35; AO-M33 | Method Development; Method Validation
EURL reports pending | Animal | 141 | Dichlorprop | Dichlorprop (including -P) | WD - Animal (2022) | Annex IV (few findings) | Reg. (EU) 2017/1777; Applicable from: 20/10/2017 | Dichlorprop — code 1000000 except 1040000: Sum of dichlorprop (including dichlorprop-P) and its salts, expressed as dichlorprop | 2B | Relevant for liver and kidney. | MRM/SRM | SRM | No | Yes | [43 empty] | SRM-43 | Anal. Observ. Report
EURL reports pending | Plant | 142 | Dichlorvos | Dichlorvos | MACP - Plant (2022 ff) |  | Reg. (EC) No 839/2008; Applicable from: 01.09.2008 | Dichlorvos | Obligatory | All (see 'Products to be sampled in 2022'-sheet) | MRM | MRM | Yes | Yes | 0.004 | 1 | 96.1 | 94 | 12 | 871 | 15 | 0.01 | 0.1 | 91.2 | 91 | 9 | 114 | 8 | 0.05 | 0.05 | 95.5 | 96 | 2 | 2 | 1 | 0.005 | 0.05 | 74.9 | 73 | 15 | 32 | 1 | [8 empty] | FV2010-M1; FV2010-M4; FV2012-M7; FV2013-M8; FV2013-M10; FV2014-M11; FV2014-M12; FV2014-M15; FV2014-M16; FV2015-M17; FV2015-M18; FV2015-M19; FV2017-CEN; FV2017-M22; FV2018-M24; FV2018-M25; FV2019-M29; FV2019-M30; FV2019-M31; FV2019-M32; FV2019-M34; FV 2020-M35; FV 2020-M37; FV 2020-M38; FV 2020-M39; FV 2020-M42; FV 2021-M43 | Method Development, Method Validation, HRAMS Database, Analytical Observation | CF-22; CF-27; CF-28; CF-31A; CF-33; CF-35; CF-36; CF-(S1-S9) | Method Validation; Method Validation; Method Validation; Method Validation; Method Validation; Method Validation; Method Validation; Screening Report
EURL reports pending | Plant | 135 | Dicloran | Dicloran | MACP - Plant (2022 ff) |  | Reg. (EU) No 1126/2014; Applicable from: 13.05.2015 | Dicloran | Obligatory | All (see 'Products to be sampled in 2022'-sheet) | MRM | MRM | Difficult | Difficult | 0.002 | 4 | 100 | 100 | 10 | 1498 | 13 | 0.01 | 0.25 | 84.7 | 86 | 7 | 50 | 3 | 0.01 | 0.05 | 84 | 84 | 9 | 6 | 1 | 0.01 | 0.05 | 87.5 | 87 | 8 | 49 | 1 | [8 empty] | FV2010-M1; FV2010-M4; FV2012-M6; FV2012-M7; FV2013-M8; FV2013-M10; FV2014-M11; FV2014-M12; FV2015-M17; FV2017-M22; FV2018-M25; FV2019-M29; FV2019-M34; FV 2020-M37 | Method Development, Method Validation, HRAMS Database, Analytical observation | CF-14; CF-21; CF-22; CF-27; CF-28; CF-31A; CF-33; CF-35; CF-36; CF-(S1-S9) | Method Validation; Method Validation; Method Validation; Method Validation; Method Validation; Method Validation; Method Validation; Method Validation; Method Validation; Screening Report
EURL reports pending | Plant | 145 | Dicofol | Dicofol (sum) | MACP - Plant (2022 ff) |  | Reg. (EU) No 899/2012; Applicable from: 26/04/2013 | Dicofol (sum of p, p´ and o,p´ isomers) (F) | Obligatory | All (see 'Products to be sampled in 2022'-sheet) |  | MRM/SRM | Difficult | Yes | 0.01 | 0.4 | 96 | 96 | 17 | 228 | 4 | 0.05 | 0.25 | 68.5 | 71 | 7 | 4 | 2 | [7 empty] | 0.04 | 0.2 | 74.5 | 77 | 10 | 47 | 1 | [8 empty] | FV 2010-M4; FV 2015-M17; FV 2017-M22; FV 2018-M25; FV 2018-M28; | Method Development, HRAMS Database | CF-31A; CF-(S1-S9) | Method Validation; Screening Report | CF-35 & CF-36 was erroneously listed in the previous version |  |  | SRM-11 | Method validation
EURL reports pending | Plant | 1351 | Dicofol | Dicofol, o,p` | MACP - Plant (2022 ff) |  | Reg. (EU) No 899/2012; Applicable from: 26/04/2013 | Dicofol (sum of p, p´ and o,p´ isomers) (F) | Obligatory | All (see 'Products to be sampled in 2022'-sheet) | MRM/SRM | MRM/SRM | Difficult | Yes | [36 empty] | FV 2010-M4; FV 2019-M34; FV 2020-M35; FV 2021-M43 | Method Development, Analytical Observation | CF-27; CF-29; CF-33 | Method Validation; Method Validation; Method Validation | CF-35 & CF-36 was erroneously listed in the previous version |  |  | SRM-11 | Method validation
EURL reports pending | Plant | 1350 | Dicofol | Dicofol, p,p` | MACP - Plant (2022 ff) |  | Reg. (EU) No 899/2012; Applicable from: 26/04/2013 | Dicofol (sum of p, p´ and o,p´ isomers) (F) | Obligatory | All (see 'Products to be sampled in 2022'-sheet) | MRM/SRM | MRM/SRM | Difficult | Yes | 0.05 | 0.05 | 67 | 70 | 12 | 16 | 1 | [7 empty] | 0.05 | 0.05 | 112 | 112 | 4 | 2 | 1 | [15 empty] | FV 2019-M34; FV 2020-M35; FV 2021-M43 | Method Development, Method Validation, Analytical Observation | CF-27; CF-29; CF-33 | Method Validation; Method Validation; Method Validation | CF-35 & CF-36 was erroneously listed in the previous version |  |  | SRM-11 | Method validation
EURL reports pending | Honey | 1574 | Didecyldimethylammonium chloride | DDAC (Sum) | WD - Honey (2022) | Annex VII | Reg. (EU) No 1119/2014; Applicable from: 12.11.2014 | Didecyldimethylammonium chloride (mixture of alkyl-quaternary ammonium salts with alkyl chain lengths of C8, C10 and C12) |  |  |  | MRM/SRM | No | Yes | [43 empty] | SRM-26 | Method validation
EURL reports pending | Plant | 1574 | Didecyldimethylammonium chloride | DDAC (Sum) | WD - Info needed for specific risk management questions | Annex I (risk management support) | Reg. (EU) No 1119/2014; Applicable from: 12.11.2014 | Didecyldimethylammonium chloride (mixture of alkyl-quaternary ammonium salts with alkyl chain lengths of C8, C10 and C12) |  | mainly relevant for fresh processed products of plant or animal origin, that come into contact with BAC- sanitized surfaces (containers, tubes, packaging lines etc.), or that are directly sanitized with BAC-containing water. This includes meat, animal fat, offal, milk, milk products, fresh produce and juices. In the past, there were cases where organic products were treated with formulations illegally containing quaternary ammonium compounds. |  | MRM/SRM | No | Yes | [40 empty] | CF-35 & CF-36 was erroneously listed in the previous version |  |  | SRM-26 | Method validation
EURL reports pending | Honey | 1394 | Didecyldimethylammonium chloride | DDAC-C10 | WD - Honey (2022) | Annex VII | Reg. (EU) No 1119/2014; Applicable from: 12.11.2014 | Didecyldimethylammonium chloride (mixture of alkyl-quaternary ammonium salts with alkyl chain lengths of C8, C10 and C12) |  | honey | MRM/SRM | MRM/SRM | No | Yes | [43 empty] | SRM-26 | Method validation
EURL reports pending | Plant | 1394 | Didecyldimethylammonium chloride | DDAC-C10 | WD - Info needed for specific risk management questions | Annex I (risk management support) | Reg. (EU) No 1119/2014; Applicable from: 12.11.2014 | Didecyldimethylammonium chloride (mixture of alkyl-quaternary ammonium salts with alkyl chain lengths of C8, C10 and C12) |  | mainly relevant for fresh processed products of plant or animal origin, that come into contact with BAC- sanitized surfaces (containers, tubes, packaging lines etc.), or that are directly sanitized with BAC-containing water. This includes meat, animal fat, offal, milk, milk products, fresh produce and juices. In the past, there were cases where organic products were treated with formulations illegally containing quaternary ammonium compounds. | MRM/SRM | MRM/SRM | No | Yes | 0.02 | 0.8 | 99.6 | 99 | 9 | 698 | 3 | 0.01 | 0.125 | 92.1 | 91 | 12 | 27 | 2 | [26 empty] | CF-35 & CF-36 was erroneously listed in the previous version |  |  | SRM-26 | Method validation
EURL reports pending | Honey | 1570 | Didecyldimethylammonium chloride | DDAC-C12 | WD - Honey (2022) | Annex VII | Reg. (EU) No 1119/2014; Applicable from: 12.11.2014 | Didecyldimethylammonium chloride (mixture of alkyl-quaternary ammonium salts with alkyl chain lengths of C8, C10 and C12) |  | honey | MRM/SRM | MRM/SRM | No | Yes | [43 empty] | SRM-26 | Method validation
EURL reports pending | Plant | 1570 | Didecyldimethylammonium chloride | DDAC-C12 | WD - Info needed for specific risk management questions | Annex I (risk management support) | Reg. (EU) No 1119/2014; Applicable from: 12.11.2014 | Didecyldimethylammonium chloride (mixture of alkyl-quaternary ammonium salts with alkyl chain lengths of C8, C10 and C12) |  | mainly relevant for fresh processed products of plant or animal origin, that come into contact with BAC- sanitized surfaces (containers, tubes, packaging lines etc.), or that are directly sanitized with BAC-containing water. This includes meat, animal fat, offal, milk, milk products, fresh produce and juices. In the past, there were cases where organic products were treated with formulations illegally containing quaternary ammonium compounds. | MRM/SRM | MRM/SRM | No | Yes | [40 empty] | CF-35 & CF-36 was erroneously listed in the previous version |  |  | SRM-26 | Method validation
EURL reports pending | Honey | 1572 | Didecyldimethylammonium chloride | DDAC-C8 | WD - Honey (2022) | Annex VII | Reg. (EU) No 1119/2014; Applicable from: 12.11.2014 | Didecyldimethylammonium chloride (mixture of alkyl-quaternary ammonium salts with alkyl chain lengths of C8, C10 and C12) |  | honey | MRM/SRM | MRM/SRM | No | Yes | [43 empty] | SRM-26 | Method validation
EURL reports pending | Plant | 1572 | Didecyldimethylammonium chloride | DDAC-C8 | WD - Info needed for specific risk management questions | Annex I (risk management support) | Reg. (EU) No 1119/2014; Applicable from: 12.11.2014 | Didecyldimethylammonium chloride (mixture of alkyl-quaternary ammonium salts with alkyl chain lengths of C8, C10 and C12) |  | mainly relevant for fresh processed products of plant or animal origin, that come into contact with BAC- sanitized surfaces (containers, tubes, packaging lines etc.), or that are directly sanitized with BAC-containing water. This includes meat, animal fat, offal, milk, milk products, fresh produce and juices. In the past, there were cases where organic products were treated with formulations illegally containing quaternary ammonium compounds. | MRM/SRM | MRM/SRM | No | Yes | [40 empty] | CF-35 & CF-36 was erroneously listed in the previous version |  |  | SRM-26 | Method validation
EURL reports pending | Plant | 147 | Diethofencarb | Diethofencarb | MACP - Plant (2022 ff) |  | Reg. (EU) 2017/171; Applicable from: 23/02/2017 | Diethofencarb | Obligatory | All (see 'Products to be sampled in 2022'-sheet) | MRM | MRM | Yes | Yes | 0.01 | 1 | 98.2 | 99 | 9 | 833 | 14 | 0.01 | 0.1 | 92.5 | 93 | 8 | 84 | 8 | 0.01 | 0.05 | 82.7 | 87 | 12 | 24 | 1 | [15 empty] | FV2010-M4; FV2012-M7; FV2014-M11; FV2014-M12; FV2014-M15; FV2014-M16; FV2015-M18; FV2015-M19; FV2017-M22; FV2018-M24; FV2018-M25; FV2019-M29; FV2019-M30; FV2019-M31; FV2019-M32; FV2019-M34; FV 2020-M35; FV 2020-M37; FV 2020-M38; FV 2020-M39; FV 2020-M42 | Method Development, Method Validation, HRAMS Database, Analytical observation | CF-2; CF-28; CF-(S1-S9) | Method Validation; Method Validation; Screening Report | CF-35 & CF-36 was erroneously listed in the previous version
EURL reports pending | Plant | 148 | Difenoconazole | Difenoconazole | MACP - Plant (2022 ff) |  | Reg. (EU) 2019/552 Applicable from: 25/04/2019 | Difenoconazole | Obligatory | All (see 'Products to be sampled in 2022'-sheet) | MRM | MRM | Difficult | Yes | 0.002 | 4 | 102 | 103 | 12 | 1713 | 11 | 0.01 | 0.125 | 88.6 | 87 | 8 | 123 | 7 | 0.05 | 0.05 | 109 | 111 | 8 | 3 | 1 | [15 empty] | FV2010-M1; FV2010-M4; FV2012-M6; FV2012-M7; FV2014-M11; FV2014-M12; FV2014-M15; FV2014-M16; FV2015-M18; FV2015-M19; FV2017-CEN; FV2018-M24; FV2019-M29; FV2019-M30; FV2019-M31; FV2019-M32; FV2019-M34; FV 2020-M37; FV 2020-M38; FV 2020-M39; FV 2020-M42 | Method Development, Method Validation, HRAMS Database, Analytical observation | CF-3; CF-11; CF-12; CF-14; CF-22; CF-27; CF-28; CF-31A; CF-33; CF-35; CF-36; CF-(S1-S9) | Method Validation; Method Validation; Method Validation; Method Validation; Method Validation; Method Validation; Method Validation; Method Validation; Method Validation; Method Validation; Method Validation; Screening Report
EURL reports pending | Plant | 149 | Diflubenzuron | Diflubenzuron | MACP - Plant (2022 ff) |  | Reg. (EU) 2019/91 Applicable from: 13/08/2019 | Diflubenzuron (F) (R) | Obligatory | All (see 'Products to be sampled in 2022'-sheet) | MRM | MRM | No | Yes | 0.002 | 2.5 | 99.2 | 99 | 11 | 1256 | 12 | 0.01 | 0.1 | 91.8 | 91 | 10 | 136 | 8 | [22 empty] | FV2010-M4; FV2012-M7; FV2014-M16; FV2015-M18; FV2015-M19; FV2017-CEN; FV2018-M24; FV2019-M29; FV2019-M30; FV2019-M31; FV2019-M32; FV 2020-M37; FV 2020-M38; FV 2020-M39; FV 2020-M42 | Method Development, Method Validation, HRAMS Database, Analytical observation | CF-8; CF-12; CF-22; CF-28; CF-31A; CF-33; CF-35; CF-36; CF-(S1-S9) | Method Validation; Method Validation; Method Validation; Method Validation; Method Validation; Method Validation; Method Validation; Method Validation; Screening Report
EURL reports pending | Plant | 155 | Dimethoate/Omethoate | Dimethoate | MACP - Plant (2022 ff) |  | Reg. (EU) 2021/155; Applicable from: 02/09/2021 | Dimethoate | Obligatory | All (see 'Products to be sampled in 2022'-sheet) | MRM | MRM | Difficult | Yes | 0.001 | 6 | 97 | 97 | 9 | 1478 | 16 | 0.01 | 0.125 | 93.8 | 93 | 9 | 42 | 3 | 0.05 | 0.05 | 96.5 | 97 | 1 | 2 | 1 | [15 empty] | FV2010-M1; FV2010-M4; FV2012-M6; FV2012-M7; FV2013-M8; FV2014-M11; FV2014-M12; FV2014-M15; FV2014-M16; FV2015-M18; FV2015-M19; FV2017-CEN; FV2018-M24; FV2019-M29; FV2019-M30; FV2019-M31; FV2019-M32; FV2019-M34; FV 2020-M37; FV 2020-M38; FV 2020-M39; FV 2020-M41; FV 2020-M42 | Method Development, Method Validation, HRAMS Database, Analytical observation | CF-11; CF-14; CF-22; CF-28; CF-31A; CF-33; CF-35; CF-36; CF-(S1-S9) | Method Validation; Method Validation; Method Validation; Method Validation; Method Validation; Method Validation; Method Validation; Method Validation; Screening Report
EURL reports pending | Honey | 155 | Dimethoate/Omethoate | Dimethoate | WD - Honey (2022) | Annex VII | Reg. (EU) 2021/155; Applicable from: 02/09/2021 | Dimethoate |  | Honey | MRM | MRM | Difficult | Yes | 0.001 | 6 | 97 | 97 | 9 | 1478 | 16 | 0.01 | 0.125 | 93.8 | 93 | 9 | 42 | 3 | 0.05 | 0.05 | 96.5 | 97 | 1 | 2 | 1 | [17 empty] | CF S4; CF-11; CF-14 | Screening Report; Method Validation; Method Validation |  | AO-M09; AO-M28 | Method Development; Method Validation
EURL reports pending | Plant | 321 | Dimethoate/Omethoate | Omethoate | MACP - Plant (2022 ff) |  | Reg. (EU) 2021/155; Applicable from: 02/09/2021 | Omethoate | Obligatory | All (see 'Products to be sampled in 2022'-sheet) | MRM | MRM | Difficult | Yes | 0.001 | 0.5 | 85.8 | 84 | 16 | 1108 | 11 | 0.01 | 0.125 | 95.3 | 98 | 17 | 32 | 3 | 0.05 | 0.05 | 84 | 84 | 7 | 2 | 1 | [15 empty] | FV2010-M4; FV2012-M6; FV2012-M7; FV2013-M8; FV2014-M12; FV2014-M15; FV2014-M16; FV2015-M18; FV2015-M19; FV2017-CEN; FV2018-M24; FV2018-M27; FV2018-M28; FV2019-M30; FV2019-M31; FV2019-M32; FV2019-M34; FV 2020-M38; FV 2020-M39; FV 2020-M42 | Method Development, Method Validation, Analytical observation, HRAMS Database | CF-1; CF-12; CF-22; CF-28; CF-31A; CF-36; CF-(S1-S9) | Method Validation; Method Validation; Method Validation; Method Validation; Method Validation; Method Validation; Screening Report | CF-35 was erroneously listed in the previous version
EURL reports pending | Honey | 321 | Dimethoate/Omethoate | Omethoate | WD - Honey (2022) | Annex VII | Reg. (EU) 2021/155; Applicable from: 02/09/2021 | Omethoate |  | Honey | MRM | MRM | Difficult | Yes | 0.001 | 0.5 | 85.8 | 84 | 16 | 1108 | 11 | 0.01 | 0.125 | 95.3 | 98 | 17 | 32 | 3 | 0.05 | 0.05 | 84 | 84 | 7 | 2 | 1 | [20 empty] | AO-M09; AO-M28 | Method Development; Method Validation
EURL reports pending | Plant | 156 | Dimethomorph | Dimethomorph | MACP - Plant (2022 ff) |  | Reg. (EU) 2020/1633; Applicable from: 25/05/2021 | Dimethomorph (sum of isomers) | Obligatory | All (see 'Products to be sampled in 2022'-sheet) | MRM | MRM | Difficult | Yes | 0.002 | 10 | 99.5 | 99 | 9 | 2084 | 13 | 0.01 | 0.125 | 93.5 | 93 | 9 | 149 | 8 | 0.05 | 0.05 | 87 | 87 | 11 | 2 | 1 | [15 empty] | FV2010-M1; FV2010-M4; FV2012-M6; FV2012-M7; FV2014-M11; FV2014-M12; FV2014-M16; FV2015-M18; FV2015-M19; FV2017-CEN; FV2018-M24; FV2019-M29; FV2019-M30; FV2019-M31; FV2019-M32; FV2019-M34; FV 2020-M37; FV 2020-M38; FV 2020-M39; FV 2020-M42 | Method Development, Method Validation, HRAMS Database, Analytical observation | CF-1; CF-15; CF-21; CF-22; CF-26; CF-27; CF-28; CF-31A; CF-33; CF-35; CF-36; CF-(S1-S9) | Method Validation; Method Validation; Method Validation; Method Validation; Method Validation; Method Validation; Method Validation; Method Validation; Method Validation; Method Validation; Method Validation; Screening Report
EURL reports pending | Honey | 735 | Dimoxystrobin | Dimoxystrobin | WD - Honey (2022) | Annex VII | Reg. (EU) 2015/1040; Applicable from: 21/01/2016 | Dimoxystrobin (R) (A) |  | Honey | MRM | MRM | Yes | Yes | [41 empty] | AO-M08; AO-M09; AO-M28 | Method Development; Method Validation
EURL reports pending | Plant | 157 | Diniconazole | Diniconazole | MACP - Plant (2022 ff) |  | Reg. (EU) No 1317/2013; Applicable from: 06.07.2014 | Diniconazole (sum of isomers) | Obligatory | All (see 'Products to be sampled in 2022'-sheet) | MRM | MRM | Yes | Yes | 0.002 | 0.25 | 98 | 98 | 11 | 696 | 10 | 0.01 | 0.125 | 85.7 | 86 | 8 | 37 | 3 | 0.05 | 0.05 | 111 | 111 | 8 | 2 | 1 | 0.04 | 0.4 | 89.7 | 88 | 9 | 32 | 1 | [8 empty] | FV2012-M6; FV2012-M7; FV2014-M11; FV2014-M12; FV2014-M15; FV2014-M16; FV2015-M18; FV2015-M19; FV2017-CEN; FV2017-M22; FV2018-M24; FV2018-M25; FV2019-M29; FV2019-M30; FV2019-M31; FV2019-M32; FV2019-M34; FV 2020-M37; FV 2020-M38; FV 2020-M39; FV 2020-M42 | Method Development, Method Validation, HRAMS Database, Analytical observation | CF-5; CF-28; CF-(S1-S9) | Method Validation; Method Validation; Screening Report | CF-35 & CF-36 was erroneously listed in the previous version
EURL reports pending | Plant | 757 | Dinotefuran | Dinotefuran | WD - Plant (2022) | Annex IV (few findings) | - | _No specific RD established so far | 1B | Findings in green beans and rice, and tea (19 RASFF notifications in 2019) | MRM | MRM | No Data | No Data | [36 empty] | FV 2020-M40; FV 2020-M42 | Analytical observation, Method development, Method Validation | CF-8; CF-28; CF-(S1-S9) | Method Validation; Method Validation; Screening Report | CF-35 & CF-36 was erroneously listed in the previous version
EURL reports pending | Plant | 162 | Diphenylamine | Diphenylamine | MACP - Plant (2022 ff) |  | Reg. (EU) 2018/1515 Applicable from: 01/05/2019 | Diphenylamine | Obligatory | All (see 'Products to be sampled in 2022'-sheet) | MRM | MRM | Yes | Yes | 0.01 | 0.5 | 100 | 98 | 18 | 910 | 14 | 0.05 | 0.25 | 93.3 | 94 | 14 | 35 | 3 | 0.01 | 0.05 | 78 | 82 | 11 | 18 | 1 | 0.05 | 0.25 | 84 | 86 | 10 | 32 | 1 | [8 empty] | FV2010-M1; FV2010-M3; FV2010-M4; FV2014-M11; FV2014-M12; FV2014-M16; FV2015-M17; FV2017-M22; FV2018-M25; FV2019-M34; FV 2020-M35; FV 2020-M37; FV 2021-M43 | Method Development, HRAMS Database, Analytical Observation | CF-6; CF-15; CF-21; CF-26; CF-27; CF-28; CF-31; CF-32; CF-33; CF-35; CF-36; CF-(S1-S9) | Method Validation; Method Validation; Method Validation; Method Validation; Method Validation; Method Validation; Method Validation; Method Validation; Method Validation; Method Validation; Method Validation; Screening Report
EURL reports pending | Plant | 163 | Diquat | Diquat | WD - Plant (2022) | Annex II (Support requested from EURLs) | Reg. (EU) 2016/1002; Applicable from: 14/01/2017 | Diquat | 2A |  | SRM | SRM | No | Yes | [28 empty] | 0.01 | 0.4 | 105.4 | 106 | 16 | 420 | 11 | [5 empty] | CF-35 & CF-36 was erroneously listed in the previous version |  |  | SRM-09 | Method Development; Method Validation
EURL reports pending | Plant | 165 | Dithianon | Dithianon | MACP - Plant (2022 ff) |  | Reg. (EC) No 839/2008; Applicable from: 01.09.2008 | Dithianon | Obligatory (certain commodities) | It shall only be analysed in and on apples and peaches in 2022; in and on pears and brown rice in 2023; in and on table grapes in 2024. | MRM/SRM | MRM/SRM | No | Yes | 0.002 | 0.2 | 74.9 | 65 | 36 | 59 | 3 | 0.1 | 0.1 | 85.2 | 83 | 14 | 10 | 1 | [22 empty] | FV2015-M18; FV2019-M29; FV2019-M34; FV 2020-M42 | Method Development, Method Validation, Analytical observation |  |  | CF-35 & CF-36 was erroneously listed in the previous version |  |  | SRM-12; SRM-13 | Method development; Method validation
EURL reports pending | Plant | 166 | Dithiocarbamates | Dithiocarbamates det. as CS2 | MACP - Plant (2022 ff) |  | Reg. (EU) 2017/171; Applicable from: 23/02/2017 | Dithiocarbamates (dithiocarbamates expressed as CS2, including maneb, mancozeb, metiram, propineb, thiram and ziram) | Obligatory (certain commodities) | It shall be analysed in and on all listed commodities except broccoli, cauliflowers, head cabbages, olive oil, wine and onions. | SRM | SRM | No | No | [40 empty] | CF-35 & CF-36 was erroneously listed in the previous version |  |  | SRM-14 | Method Validation
EURL reports pending | Plant | 277 | Dithiocarbamates | Mancozeb | MACP - Plant (2022 ff) |  | Reg. (EU) 2017/171; Applicable from: 23/02/2017 | Dithiocarbamates (dithiocarbamates expressed as CS2, including maneb, mancozeb, metiram, propineb, thiram and ziram) | Obligatory (certain commodities) | It shall be analysed in and on all listed commodities except broccoli, cauliflowers, head cabbages, olive oil, wine and onions. | SRM | SRM | No | No Data | [40 empty] | CF-35 & CF-36 was erroneously listed in the previous version |  |  | SRM-14 | Method Validation; determination as CS2
EURL reports pending | Plant | 278 | Dithiocarbamates | Maneb | MACP - Plant (2022 ff) |  | Reg. (EU) 2017/171; Applicable from: 23/02/2017 | Dithiocarbamates (dithiocarbamates expressed as CS2, including maneb, mancozeb, metiram, propineb, thiram and ziram) | Obligatory (certain commodities) | It shall be analysed in and on all listed commodities except broccoli, cauliflowers, head cabbages, olive oil, wine and onions. | SRM | SRM | No | No Data | [40 empty] | CF-35 & CF-36 was erroneously listed in the previous version |  |  | SRM-14 | Method Validation; determination as CS2
EURL reports pending | Plant | 300 | Dithiocarbamates | Metiram | MACP - Plant (2022 ff) |  | Reg. (EU) 2017/171; Applicable from: 23/02/2017 | Dithiocarbamates (dithiocarbamates expressed as CS2, including maneb, mancozeb, metiram, propineb, thiram and ziram) | Obligatory (certain commodities) | It shall be analysed in and on all listed commodities except broccoli, cauliflowers, head cabbages, olive oil, wine and onions. | SRM | SRM | No | No Data | [40 empty] | CF-35 & CF-36 was erroneously listed in the previous version |  |  | SRM-14 | Method Validation; determination as CS2
EURL reports pending | Plant | 368 | Dithiocarbamates | Propineb | MACP - Plant (2022 ff) |  | Reg. (EC) No 149/2008; Applicable from: 01.09.2008; Reg. (EU) 2017/171; Applicable from: 23/02/2017 | Propineb (expressed as propilendiamine); Dithiocarbamates (dithiocarbamates expressed as CS2, including maneb, mancozeb, metiram, propineb, thiram and ziram) | Obligatory (certain commodities) | It shall be analysed in and on all listed commodities except broccoli, cauliflowers, head cabbages, olive oil, wine and onions. | SRM | SRM | No | No Data | [40 empty] | CF-35 & CF-36 was erroneously listed in the previous version |  |  | SRM-14 | Method Validation; determination as CS2
EURL reports pending | Plant | 430 | Dithiocarbamates | Thiram | MACP - Plant (2022 ff) |  | Reg. (EU) 2017/171; Applicable from: 23/02/2017 | Dithiocarbamates (dithiocarbamates expressed as CS2, including maneb, mancozeb, metiram, propineb, thiram and ziram) | Obligatory (certain commodities) | It shall be analysed in and on all listed commodities except broccoli, cauliflowers, head cabbages, olive oil, wine and onions. | SRM | SRM | No | Yes | [40 empty] | CF-35 & CF-36 was erroneously listed in the previous version |  |  | SRM-14 | Method Validation; determination as CS2
EURL reports pending | Plant | 459 | Dithiocarbamates | Ziram | MACP - Plant (2022 ff) |  | Reg. (EU) 2017/171; Applicable from: 23/02/2017 | Dithiocarbamates (dithiocarbamates expressed as CS2, including maneb, mancozeb, metiram, propineb, thiram and ziram) | Obligatory (certain commodities) | It shall be analysed in and on all listed commodities except broccoli, cauliflowers, head cabbages, olive oil, wine and onions. | SRM | SRM | No | No Data | [40 empty] | CF-35 & CF-36 was erroneously listed in the previous version |  |  | SRM-14 | Method Validation; determination as CS2
EURL reports pending | Plant | 167 | Diuron | Diuron | WD - Plant (2022) |  | Reg. (EU) No 777/2013; Applicable from: 06.03.2014 | Diuron | 1B |  | MRM | MRM | Difficult | Yes | [36 empty] | FV 2020-M38; FV 2020-M39; FV 2020-M42 | Analytical observation, Method development, Method Validation |  |  | CF-35 & CF-36 was erroneously listed in the previous version
EURL reports pending | Plant | 169 | Dodine | Dodine | MACP - Plant (2022 ff) |  | Reg. (EU) 2016/1002; Applicable from: 14.01.2017 | Dodine | Obligatory | All (see 'Products to be sampled in 2022'-sheet) | MRM/SRM | MRM/SRM | No | Yes | 0.002 | 0.4 | 96 | 97 | 21 | 350 | 6 | 0.01 | 0.1 | 45.9 | 36 | 22 | 26 | 2 | 0.05 | 0.05 | 66 | 66 | 8 | 2 | 1 | [15 empty] | FV2014-M11; FV2014-M12; FV2014-M16; FV2015-M18; FV2015-M19; FV2018-M24; FV2019-M29; FV2019-M31; FV2019-M32; FV 2020-M39; FV 2020-M42 | Method Development, Method Validation, HRAMS Database, Analytical observation | CF-13; CF-28 | Method Validation; Method Validation | CF-35 & CF-36 was erroneously listed in the previous version |  |  | SRM-15 | Anal. Observ. Report
EURL reports pending |  | 707 | Emamectin | Emamectin B1a | MACP - Plant (2022 ff) |  | Reg. (EU) 2021/2202; Applicable from: 03/01/2022 | Emamectin benzoate B1a, expressed as emamectin | Obligatory | All (see 'Products to be sampled in 2022'-sheet) | MRM | MRM | No | Yes | [36 empty] | FV 2020-M38; FV 2020-M39; FV 2020-M42 | Analytical observation, Method development, Method Validation | CF-13; CF-28 | Method Validation; Method Validation
EURL reports pending | Plant | 171 | Endosulfan | Endosulfan (sum) | MACP - Plant (2022 ff) |  | Reg. (EU) No 310/2011; Applicable from: 21.10.2011 | Endosulfan (sum of alpha- and beta-isomers and endosulfan-sulphate expresses as endosulfan) (F) | Obligatory | All (see 'Products to be sampled in 2022'-sheet) |  | MRM | Yes | No | [36 empty] | FV2010-M1; FV2010-M3; FV2013-M8; FV2015-M17 | Method Development, HRAMS Database |  |  | CF-35 & CF-36 was erroneously listed in the previous version
EURL reports pending | Animal | 171 | Endosulfan | Endosulfan (sum) | MACP - Animal (2022 ff) |  | Reg. (EU) No 310/2011; Applicable from: 21.10.2011 | Endosulfan (sum of alpha- and beta-isomers and endosulfan-sulphate expresses as endosulfan) (F) | Obligatory | All (see 'Products to be sampled in 2022'-sheet) |  | MRM | Yes | No | [41 empty] | AO-M02; AO-M14; AO-M15; AO-M12; AO-M25; AO-M33; AO-M34; AO-M36 | Method Development; Method Validation
EURL reports pending | Plant | 670 | Endosulfan | Endosulfan, alpha- | MACP - Plant (2022 ff) |  | Reg. (EU) No 310/2011; Applicable from: 21.10.2011 | Endosulfan (sum of alpha- and beta-isomers and endosulfan-sulphate expresses as endosulfan) (F) | Obligatory | All (see 'Products to be sampled in 2022'-sheet) | MRM | MRM | Yes | No | 0.002 | 1 | 100.7 | 101 | 13 | 1681 | 16 | 0.01 | 0.25 | 75.5 | 76 | 10 | 41 | 3 | 0.01 | 0.05 | 74.5 | 79 | 18 | 18 | 1 | [15 empty] | FV2010-M4; FV2012-M6; FV2013-M10; FV2014-M11; FV2014-M12; FV2017-M22; FV2018-M25; FV2019-M29; FV2019-M34; FV 2020-M35; FV 2020-M37; FV 2021-M43 | Method Development, Method Validation, HRAMS Database, Analytical Observation | CF-11; CF-14; CF-22; CF-27; CF-28; CF-31A; CF-33; CF-36; CF-(S1-S9) | Method Validation; Method Validation; Method Validation; Method Validation; Method Validation; Method Validation; Method Validation; Method Validation; Method Validation; Screening Report
EURL reports pending | Animal | 670 | Endosulfan | Endosulfan, alpha- | MACP - Animal (2022 ff) |  | Reg. (EU) No 310/2011; Applicable from: 21.10.2011 | Endosulfan (sum of alpha- and beta-isomers and endosulfan-sulphate expresses as endosulfan) (F) | Obligatory | All (see 'Products to be sampled in 2022'-sheet) | MRM | MRM | Yes | No | [41 empty] | AO-M02; AO-M14; AO-M15; AO-M12; AO-M25; AO-M33; AO-M34; AO-M36 | Method Development; Method Validation
EURL reports pending | Plant | 671 | Endosulfan | Endosulfan, beta- | MACP - Plant (2022 ff) |  | Reg. (EU) No 310/2011; Applicable from: 21.10.2011 | Endosulfan (sum of alpha- and beta-isomers and endosulfan-sulphate expresses as endosulfan) (F) | Obligatory | All (see 'Products to be sampled in 2022'-sheet) | MRM | MRM | Yes | No | 0.002 | 1 | 101.7 | 102 | 11 | 1937 | 15 | 0.01 | 0.25 | 79.8 | 79 | 12 | 45 | 3 | 0.01 | 0.05 | 93 | 95 | 15 | 19 | 1 | [15 empty] | FV2010-M4; FV2012-M6; FV2013-M10; FV2014-M11; FV2014-M12; FV2017-M22; FV2018-M25; FV2019-M29; FV2019-M34; FV 2020-M35; FV 2020-M37; FV 2021-M43 | Method Development, Method Validation, HRAMS Database, Analytical Observation | CF-11; CF-14; CF-22; CF-27; CF-28; CF-31A; CF-33; CF-35; CF-36; CF-(S1-S9) | Method Validation; Method Validation; Method Validation; Method Validation; Method Validation; Method Validation; Method Validation; Method Validation; Method Validation; Screening Report
EURL reports pending | Animal | 671 | Endosulfan | Endosulfan, beta- | MACP - Animal (2022 ff) |  | Reg. (EU) No 310/2011; Applicable from: 21.10.2011 | Endosulfan (sum of alpha- and beta-isomers and endosulfan-sulphate expresses as endosulfan) (F) | Obligatory | All (see 'Products to be sampled in 2022'-sheet) | MRM | MRM | Yes | No | [41 empty] | AO-M02; AO-M14; AO-M15; AO-M12; AO-M25; AO-M33; AO-M34; AO-M36 | Method Development; Method Validation
EURL reports pending | Animal | 639 | Endosulfan | Endosulfan-sulfate | MACP - Animal (2022 ff) |  | Reg. (EU) No 310/2011; Applicable from: 21.10.2011 | Endosulfan (sum of alpha- and beta-isomers and endosulfan-sulphate expresses as endosulfan) (F) | Obligatory | All (see 'Products to be sampled in 2022'-sheet) | MRM | MRM | Yes | Yes | [41 empty] | AO-M02; AO-M14; AO-M15; AO-M12; AO-M25; AO-M33; AO-M34; AO-M36 | Method Development; Method Validation
EURL reports pending | Plant | 639 | Endosulfan | Endosulfan-sulfate | MACP - Plant (2022 ff) |  | Reg. (EU) No 310/2011; Applicable from: 21.10.2011 | Endosulfan (sum of alpha- and beta-isomers and endosulfan-sulphate expresses as endosulfan) (F) | Obligatory | All (see 'Products to be sampled in 2022'-sheet) | MRM | MRM | Yes | Yes | 0.002 | 1 | 104 | 104 | 13 | 1689 | 16 | 0.01 | 0.25 | 90 | 91 | 11 | 47 | 3 | 0.01 | 0.05 | 92 | 93 | 7 | 20 | 1 | [15 empty] | FV2010-M4; FV2012-M6; FV2013-M8; FV2013-M10; FV2014-M11; FV2014-M12; FV2015-M17; FV2017-M22; FV2018-M25; FV2019-M29; FV2019-M34; FV 2020-M35; FV 2021-M43 | Method Development, Method Validation, HRAMS Database, Analytical Observation | CF-11; CF-14; CF-22; CF-27; CF-28; CF-31A; CF-33; CF-35; CF-36; CF-(S1-S9) | Method Validation; Method Validation; Method Validation; Method Validation; Method Validation; Method Validation; Method Validation; Method Validation; Method Validation; Screening Report
EURL reports pending | Animal | 172 | Endrin | Endrin | WD - Animal (2022) | Annex IV (few findings) | Reg. (EC) No 149/2008 Applicable from: 01/09/2008 | Endrin (F) | 1A | Experts indicated findings on liver. | MRM | MRM | Yes | No Data | [41 empty] | AO-M02; AO-M14; AO-M15; AO-M12; AO-M24; AO-M25; AO-M33; AO-M34; AO-M36 | Method Development; Method Validation
Removed from MACP from 2020 onwards | Plant | 684 | EPN | EPN | Removed from 2020 MACP onwards - Plant |  | - | _No specific RD established so far | Obligatory | All (see 'Products to be sampled in 2022'-sheet) | MRM | MRM | Yes | Yes | 0.002 | 0.4 | 96.6 | 96 | 14 | 511 | 6 | 0.05 | 0.1 | 94.5 | 96 | 13 | 8 | 3 | 0.01 | 0.05 | 90 | 90 | 7 | 19 | 1 | 0.005 | 0.05 | 90.6 | 92 | 9 | 32 | 1 | [8 empty] | FV2010-M4; FV2014-M11; FV2014-M12; FV2015-M17; FV2017-M22; FV2018-M25; FV2018-M28; FV2019-M29; FV2019-M30; FV2019-M32; FV2019-M34; FV 2020-M35; FV 2020-M38; FV 2020-M42; FV 2021-M43 | Method Development, Method Validation, HRAMS Database, Analytical Observation | CF-10; CF-21; CF-22; CF-27; CF-28; CF-31A; CF-33; CF-35; CF-36; CF-(S1-S9) | Method Validation; Method Validation; Method Validation; Method Validation; Method Validation; Method Validation; Method Validation; Method Validation; Method Validation; Screening Report
EURL reports pending | Plant | 173 | Epoxiconazole | Epoxiconazole | MACP - Plant (2022 ff) |  | Reg. (EU) No 978/2011 ; Applicable from: 05.10.2011 | Epoxiconazole (F) | Obligatory | All (see 'Products to be sampled in 2022'-sheet) | MRM | MRM | Yes | Yes | 0.002 | 0.4 | 98.8 | 98 | 9 | 708 | 9 | 0.01 | 0.125 | 94.6 | 94 | 7 | 86 | 6 | 0.01 | 0.05 | 85.1 | 86 | 11 | 27 | 1 | 0.01 | 0.05 | 89.6 | 90 | 11 | 48 | 1 | [8 empty] | FV2010-M1; FV2010-M4; FV2012-M6; FV2012-M7; FV2014-M11; FV2014-M12; FV2014-M15; FV2014-M16; FV2015-M18; FV2015-M19; FV2017-CEN; FV2017-M22; FV2018-M24; FV2018-M25; FV2019-M29; FV2019-M30; FV2019-M31; FV2019-M32; FV2019-M34; FV 2020-M35; FV 2020-M37; FV 2020-M38; FV 2020-M39; FV 2020-M42; FV 2021-M43 | Method Development, Method Validation, HRAMS Database, Analytical Observation | CF-5; CF-11; CF-12; CF-17; CF-22; CF-26; CF-27; CF-28; CF-31A; CF-33; CF-35; CF-36; CF-(S1-S9) | Method Validation; Method Validation; Method Validation; Method Validation; Method Validation; Method Validation; Method Validation; Method Validation; Method Validation; Method Validation; Method Validation; Method Validation; Screening Report
EURL reports pending | Animal | 173 | Epoxiconazole | Epoxiconazole | WD - Animal (2022) | Annex IV (few findings) | Reg. (EU) No 978/2011 ; Applicable from: 05.10.2011 | Epoxiconazole (F) | 1A | Relevant for liver | MRM | MRM | Yes | Yes | [41 empty] | AO-M05; AO-M07; AO-M11; AO-M13; AO-M15; AO-M25; AO-M32; AO-M35 | Method Development; Method Validation
EURL reports pending | Plant | 175 | Ethephon | Ethephon | MACP - Plant (2022 ff) |  | Reg. (EU) 2017/1777; Applicable from: 20/10/2017 | Ethephon | Obligatory (certain commodities) | It shall only be analysed in and on apples, peaches, tomatoes and wine in 2022; in and on oranges and pears in 2023; in and on sweet peppers, wheat and table grapes in 2024. | SRM | SRM | No | Yes | [28 empty] | 0.01 | 2.314 | 100 | 100 | 9 | 193 | 3 | [5 empty] | CF-35 & CF-36 was erroneously listed in the previous version |  |  | SRM-09 | Method Development; Method Validation
EURL reports pending | Plant | 177 | Ethion | Ethion | MACP - Plant (2022 ff) |  | Reg. (EU) No 310/2011; Applicable from: 21.10.2011 | Ethion | Obligatory | All (see 'Products to be sampled in 2022'-sheet) | MRM | MRM | Yes | Yes | 0.01 | 1 | 98 | 96 | 11 | 622 | 9 | 0.025 | 0.125 | 90.5 | 90 | 9 | 12 | 2 | 0.05 | 0.05 | 112.5 | 113 | 16 | 2 | 1 | 0.005 | 0.05 | 96.6 | 97 | 9 | 32 | 1 | [8 empty] | FV2010-M1; FV2010-M4; FV2012-M6; FV2012-M7; FV2013-M8; FV2014-M11; FV2014-M12; FV2014-M16; FV2015-M17; FV2015-M18; FV2015-M19; FV2017-CEN; FV2017-M22; FV2018-M24; FV2018-M25; FV2019-M29; FV2019-M30; FV2019-M31; FV2019-M32; FV2019-M34; FV 2020-M35; FV 2020-M37; FV 2020-M38; FV 2020-M39; FV 2020-M42; FV 2021-M43 | Method Development, Method Validation, HRAMS Database, Analytical Observation | CF-2; CF-11; CF-12; CF-14; CF-22; CF-27; CF-28; CF-31A; CF-33; CF-35; CF-36; CF-(S1-S9) | Method Validation; Method Validation; Method Validation; Method Validation; Method Validation; Method Validation; Method Validation; Method Validation; Method Validation; Method Validation; Method Validation; Screening Report
EURL reports pending | Plant | 178 | Ethirimol | Ethirimol | MACP - Plant (2022 ff) |  | Reg. (EU) 2021/1531; Applicable from: 21/05/2021 | Ethirimol (R) (F) (A) | Obligatory | All (see 'Products to be sampled in 2022'-sheet) | MRM | No Data | No | Yes | 0.002 | 0.24 | 89.4 | 89 | 10 | 436 | 5 | 0.01 | 0.125 | 61.7 | 67 | 14 | 44 | 2 | 0.05 | 0.05 | 107 | 107 | 4 | 2 | 1 | [15 empty] | FV2014-M11; FV2014-M15; FV2014-M16; FV2015-M18; FV2015-M19; FV2017-CEN; FV2018-M24; FV2018-M28; FV2019-M29; FV2019-M30; FV2019-M31; FV2019-M32; FV2019-M34; FV 2020-M37; FV 2020-M38; FV 2020-M39; FV 2020-M42 | Method Development, Method Validation, HRAMS Database, Analytical observation | CF-19; CF-28 | Method Validation; Method Validation | CF-35 & CF-36 was erroneously listed in the previous version
EURL reports pending | Plant | 181 | Ethoprophos | Ethoprophos | WD - Plant (2022) | Annex IV (few findings) | Reg. (EU) 2021/155; Applicable from: 02/09/2021 | Ethoprophos | 1A | Findings reported in green beans, sweet peppers, orange juice, peaches. | MRM | MRM | Yes | Yes | 0.004 | 1 | 98.3 | 98 | 11 | 857 | 11 | 0.02 | 0.125 | 89.3 | 91 | 8 | 59 | 6 | 0.05 | 0.05 | 102 | 104 | 4 | 3 | 1 | 0.01 | 0.05 | 96.1 | 101 | 13 | 43 | 1 | [8 empty] | FV2012-M6; FV2013-M8; FV2013-M10; FV2014-M11; FV2014-M12; FV2014-M15; FV2014-M16; FV2015-M18; FV2015-M19; FV2017-CEN; FV2017-M22; FV2018-M24; FV2018-M25; FV2018-M26; FV2018-M28; FV2019-M30; FV2019-M31; FV2019-M32; FV2019-M34; FV 2020-M39; FV 2020-M35; FV 2020-M38; FV 2020-M42; FV 2021-M43 | Method Development, Method Validation, HRAMS Database, Analytical Observation | CF-6; CF-15; CF-21; CF-22; CF-26; CF-27; CF-28; CF-31A; CF-33; CF-35; CF-36; CF-(S1-S9) | Method Validation; Method Validation; Method Validation; Method Validation; Method Validation; Method Validation; Method Validation; Method Validation; Method Validation; Method Validation; Method Validation; Screening Report
NEW 2022; EURL reports pending |  | 936 | Ethylene oxide | Ethylene oxide (sum) | WD - Info needed for specific risk management questions | Annex I (risk management support) | Reg. (EU) 2015/868; Applicable from: 30/12/2015 | Ethylene oxide (sum of ethylene oxide and 2-chloro-ethanol expressed as ethylene oxide) |  | information needed on fresh produce, e.g. sweet peppers, onions and dry products such as dried herbs and spices; also relevant for e.g. spices, oily seeds, dry herbs, dry vegetables, dry “superfood” (e.g. moringa), and food supplements. Additionally relevant for certain food and feed additives such as those entailing polyethylene glycole chains (e.g. PEG and polysorbates;), thickeners (e.g. guar gum, locust bean gum) and calcium carbonate | [47 empty] | SRM-45
NEW 2022; EURL reports pending |  | 183 | Ethylene oxide | Ethylene oxide | WD - Info needed for specific risk management questions | Annex I (risk management support) | Reg. (EU) 2015/868; Applicable from: 30/12/2015 | Ethylene oxide (sum of ethylene oxide and 2-chloro-ethanol expressed as ethylene oxide) |  | information needed on fresh produce, e.g. sweet peppers, onions and dry products such as dried herbs and spices; also relevant for e.g. spices, oily seeds, dry herbs, dry vegetables, dry “superfood” (e.g. moringa), and food supplements. Additionally relevant for certain food and feed additives such as those entailing polyethylene glycole chains (e.g. PEG and polysorbates;), thickeners (e.g. guar gum, locust bean gum) and calcium carbonate |  |  | Yes | No | [43 empty] | SRM-45
NEW 2022; EURL reports pending |  | 2 | Ethylene oxide | 2-Chloroethanol | WD - Info needed for specific risk management questions | Annex I (risk management support) | Reg. (EU) 2015/868; Applicable from: 30/12/2015 | Ethylene oxide (sum of ethylene oxide and 2-chloro-ethanol expressed as ethylene oxide) |  | information needed on fresh produce, e.g. sweet peppers, onions and dry products such as dried herbs and spices; also relevant for e.g. spices, oily seeds, dry herbs, dry vegetables, dry “superfood” (e.g. moringa), and food supplements. Additionally relevant for certain food and feed additives such as those entailing polyethylene glycole chains (e.g. PEG and polysorbates;), thickeners (e.g. guar gum, locust bean gum) and calcium carbonate |  |  | Yes | Yes | [43 empty] | SRM-45
EURL reports pending | Plant | 179 | Etofenprox | Etofenprox | MACP - Plant (2022 ff) |  | Reg. (EU) 2021/590; Applicable from: 03/05/2021 | Etofenprox (F) | Obligatory | All (see 'Products to be sampled in 2022'-sheet) | MRM | MRM | Yes | Yes | 0.002 | 1 | 100 | 99 | 11 | 1897 | 18 | 0.01 | 0.125 | 75.3 | 76 | 9 | 126 | 7 | 0.01 | 0.05 | 88.3 | 89 | 8 | 26 | 1 | [15 empty] | FV 2020-M35; FV 2020-M37; FV 2020-M38; FV 2020-M39; FV 2020-M42; FV 2021-M43 | Analytical observation, Method development, Method Validation | CF-6; CF-15; CF-21; CF-22; CF-27; CF-28; CF-31A; CF-33; CF-35; CF-36; CF-(S1-S9) | Method Validation; Method Validation; Method Validation; Method Validation; Method Validation; Method Validation; Method Validation; Method Validation; Method Validation; Method Validation; Screening Report
EURL reports pending | Animal | 179 | Etofenprox | Etofenprox | WD - Animal (2022) | Annex IV (few findings) | Reg. (EU) 2021/590; Applicable from: 03/05/2021 | Etofenprox (F) | 1A | Relevant for animal fat, cows’ milk and butter | MRM | MRM | Yes | Yes | [41 empty] | AO-M05; AO-M07; AO-M11; AO-M13; AO-M12; AO-M32; AO-M35 | Method Development; Method Validation
EURL reports pending |  | 470 | Etoxazole | Etoxazole | MACP - Plant (2022 ff) |  | Reg. (EU) 2016/1016; Applicable from: 19/01/2017 | Etoxazole | Obligatory | All (see 'Products to be sampled in 2022'-sheet) | MRM | MRM | Yes | Yes | [36 empty] | FV 2020-M39; FV 2020-M37; FV 2020-M38; FV 2020-M42 | Analytical observation, Method development, Method Validation | CF-16; CF-28 | Method Validation; Method Validation
EURL reports pending | Plant | 186 | Famoxadone | Famoxadone | MACP - Plant (2022 ff) |  | Reg. (EU) No 1146/2014; Applicable from: 18.05.2015 | Famoxadone (F) | Obligatory | All (see 'Products to be sampled in 2022'-sheet) | MRM | MRM | Difficult | Yes | 0.002 | 0.75 | 99.5 | 100 | 17 | 734 | 9 | 0.01 | 0.125 | 92.8 | 93 | 10 | 26 | 2 | 0.05 | 0.05 | 95 | 107 | 23 | 3 | 1 | [15 empty] | FV 2020-M37; FV 2020-M39; FV 2020-M42 | Analytical observation, Method development, Method Validation | CF-4; CF-5; CF-27; CF-28; CF-33 | Method Validation; Method Validation; Method Validation; Method Validation; Method Validation | CF-35 & CF-36 was erroneously listed in the previous version
EURL reports pending | Animal | 186 | Famoxadone | Famoxadone | MACP - Animal (2022 ff) |  | Reg. (EU) No 1146/2014; Applicable from: 18.05.2015 | Famoxadone (F) | Obligatory | All (see 'Products to be sampled in 2022'-sheet) | MRM | MRM | Difficult | Yes | [41 empty] | AO-M05; AO-M06; AO-M07; AO-M11; AO-M13; AO-M15; AO-M25; AO-M28; AO-M32; AO-M35 | Method Development; Method Validation
EURL reports pending | Plant | 624 | Fenamidone | Fenamidone | MACP - Plant (2022 ff) |  | Reg. (EU) 2021/155; Applicable from: 02/09/2021 | Fenamidone | Obligatory | All (see 'Products to be sampled in 2022'-sheet) | MRM | MRM | Yes | Yes | 0.004 | 0.24 | 99.4 | 99 | 7 | 655 | 12 | 0.01 | 0.125 | 92.6 | 93 | 7 | 133 | 11 | 0.05 | 0.05 | 97.5 | 98 | 9 | 2 | 1 | 0.02 | 0.1 | 99 | 98 | 10 | 49 | 1 | [8 empty] | FV2012-M7; FV2014-M11; FV2014-M12; FV2014-M15; FV2014-M16; FV2015-M17; FV2015-M18; FV2015-M19; FV2017-CEN; FV2017-M22; FV2018-M24; FV2018-M25; FV2018-M28; FV2019-M29; FV2019-M30; FV2019-M31; FV2019-M32; FV2019-M34; FV 2020-M35; FV 2020-M37; FV 2020-M38; FV 2020-M39; FV 2020-M42; FV 2021-M43 | Method Development, Method Validation, HRAMS Database, Analytical Observation | CF-10 | Method Validation | CF-35 & CF-36 was erroneously listed in the previous version
EURL reports pending | Plant | 187 | Fenamiphos | Fenamiphos | MACP - Plant (2022 ff) |  | Reg. (EU) No 559/2011; Applicable from: 01.01.2012 | Fenamiphos (sum of fenamiphos and its sulphoxide and sulphone expressed as fenamiphos) | Obligatory | All (see 'Products to be sampled in 2022'-sheet) | MRM | MRM | Yes | Yes | 0.002 | 1 | 101.9 | 103 | 13 | 468 | 8 | 0.01 | 0.125 | 96.2 | 95 | 5 | 36 | 2 | 0.01 | 0.05 | 85 | 87 | 16 | 6 | 1 | 0.01 | 0.05 | 85 | 85 | 7 | 44 | 1 | [8 empty] | FV2010-M4; FV2012-M6; FV2012-M7; FV2014-M11; FV2014-M16; FV2015-M18; FV2015-M19; FV2017-CEN; FV2018-M24; FV2019-M29; FV2019-M30; FV2019-M31; FV2019-M32; FV2019-M34; FV 2020-M37; FV 2020-M38; FV 2020-M39; FV 2020-M42 | Method Development, Method Validation, HRAMS Database, Analytical observation | CF-6; CF-15; CF-21; CF-22; CF-26; CF-27; CF-28; CF-31A; CF-33; CF-35; CF-36; CF-(S1-S9) | Method Validation; Method Validation; Method Validation; Method Validation; Method Validation; Method Validation; Method Validation; Method Validation; Method Validation; Method Validation; Method Validation; Screening Report
EURL reports pending | Plant | 732 | Fenamiphos | Fenamiphos (sum) | MACP - Plant (2022 ff) |  | Reg. (EU) No 559/2011; Applicable from: 01.01.2012 | Fenamiphos (sum of fenamiphos and its sulphoxide and sulphone expressed as fenamiphos) | Obligatory | All (see 'Products to be sampled in 2022'-sheet) |  | MRM | Yes | Yes | [36 empty] | See single components |  | See single components |  | CF-35 & CF-36 was erroneously listed in the previous version
EURL reports pending | Plant | 693 | Fenamiphos | Fenamiphos-Sulfone | MACP - Plant (2022 ff) |  | Reg. (EU) No 559/2011; Applicable from: 01.01.2012 | Fenamiphos (sum of fenamiphos and its sulphoxide and sulphone expressed as fenamiphos) | Obligatory | All (see 'Products to be sampled in 2022'-sheet) | MRM | MRM | Yes | Yes | 0.002 | 0.1 | 99 | 99 | 11 | 397 | 6 | 0.01 | 0.125 | 96.8 | 96 | 7 | 36 | 2 | 0.01 | 0.05 | 92.5 | 89 | 9 | 28 | 1 | [15 empty] | FV2010-M4; FV2012-M6; FV2012-M7; FV2014-M16; FV2015-M18; FV2015-M19; FV2017-CEN; FV2018-M24; FV2019-M30; FV2019-M31; FV2019-M32; FV2019-M34; FV 2020-M38; FV 2020-M39; FV 2020-M42 | Method Development, Method Validation, HRAMS Database, Analytical observation | CF-6; CF-15; CF-21; CF-22; CF-26; CF-27; CF-28; CF-31A; CF-33; CF-35; CF-(S1-S9) | Method Validation; Method Validation; Method Validation; Method Validation; Method Validation; Method Validation; Method Validation; Method Validation; Method Validation; Method Validation; Method Validation; Screening Report
EURL reports pending | Plant | 692 | Fenamiphos | Fenamiphos-Sulfoxide | MACP - Plant (2022 ff) |  | Reg. (EU) No 559/2011; Applicable from: 01.01.2012 | Fenamiphos (sum of fenamiphos and its sulphoxide and sulphone expressed as fenamiphos) | Obligatory | All (see 'Products to be sampled in 2022'-sheet) | MRM | MRM | Yes | Yes | 0.002 | 0.1 | 96.7 | 97 | 11 | 581 | 10 | 0.01 | 0.125 | 94.5 | 89 | 14 | 73 | 5 | 0.01 | 0.05 | 96.2 | 95 | 10 | 27 | 1 | [15 empty] | FV2010-M4; FV2012-M6; FV2012-M7; FV2014-M16; FV2015-M18; FV2015-M19; FV2017-CEN; FV2018-M24; FV2018-M27; FV2019-M30; FV2019-M31; FV2019-M32; FV2019-M34; FV 2020-M38; FV 2020-M39; FV 2020-M42 | Method Development, Method Validation, Analytical observation, HRAMS Database | CF-6; CF-15; CF-21; CF-26; CF-28; CF-31A; CF-32; CF-33; CF-35 CF-(S1-S9) | Method Validation; Method Validation; Method Validation; Method Validation; Method Validation; Method Validation; Method Validation; Method Validation; Method Validation; Screening Report | CF-36 was erroneously listed in the previous version
EURL reports pending | Plant | 188 | Fenarimol | Fenarimol | MACP - Plant (2022 ff) |  | Reg. (EU) No 318/2014; Applicable from: 17.10.2014 | Fenarimol | Obligatory | All (see 'Products to be sampled in 2022'-sheet) | MRM | MRM | Yes | Yes | 0.002 | 1 | 98.1 | 98 | 10 | 1655 | 11 | 0.01 | 0.125 | 82.8 | 84 | 8 | 50 | 4 | 0.01 | 0.05 | 89 | 89 | 9 | 26 | 1 | 0.005 | 0.025 | 95 | 95 | 10 | 49 | 1 | [8 empty] | FV2010-M1; FV2010-M4; FV2012-M6; FV2012-M7; FV2013-M8; FV2013-M10; FV2014-M11; FV2014-M12; FV2014-M15; FV2014-M16; FV2015-M17; FV2015-M18; FV2015-M19; FV2017-CEN; FV2017-M22; FV2018-M24; FV2018-M25; FV2018-M28; FV2019-M29; FV2019-M30; FV2019-M31; FV2019-M32; FV2019-M34; FV 2020-M35; FV 2020-M37; FV 2020-M38; FV 2020-M39; FV 2020-M42; FV 2021-M43 | Method Development, Method Validation, HRAMS Database, Analytical Observation | CF-2; CF-21; CF-22; CF-27; CF-28; CF-31A; CF-33; CF-35; CF-36; CF-(S1-S9) | Method Validation; Method Validation; Method Validation; Method Validation; Method Validation; Method Validation; Method Validation; Method Validation; Method Validation; Screening Report
EURL reports pending | Plant | 189 | Fenazaquin | Fenazaquin | MACP - Plant (2022 ff) |  | Reg. (EU) 2019/50 Applicable from: 01/01/2019 | Fenazaquin | Obligatory | All (see 'Products to be sampled in 2022'-sheet) | MRM | MRM | Yes | Yes | 0.005 | 2.5 | 95.6 | 94 | 13 | 1048 | 10 | 0.05 | 0.25 | 67 | 66 | 11 | 17 | 3 | 0.01 | 0.05 | 82.9 | 85 | 10 | 26 | 1 | [15 empty] | FV2010-M1; FV2010-M4; FV2012-M7; FV2014-M11; FV2014-M12; FV2014-M16; FV2015-M17; FV2015-M18; FV2015-M19; FV2017-CEN; FV2017-M22; FV2018-M24; FV2018-M25; FV2019-M29; FV2019-M30; FV2019-M31; FV2019-M32; FV2019-M34; FV 2020-M35; FV 2020-M37; FV 2020-M38; FV 2020-M39; FV 2020-M42; FV 2021-M43 | Method Development, Method Validation, HRAMS Database, Analytical Observation | CF-1; CF-15; CF-21; CF-22; CF-26; CF-27; CF-28; CF-31A; CF-35; CF-36; CF-(S1-S9) | Method Validation; Method Validation; Method Validation; Method Validation; Method Validation; Method Validation; Method Validation; Method Validation; Method Validation; Method Validation; Screening Report
EURL reports pending | Plant | 190 | Fenbuconazole | Fenbuconazole | MACP - Plant (2022 ff) |  | Reg. (EU) 2019/1559; Applicable from: 07.04.2020 | Fenbuconazole (sum of constituent enantiomers) | Obligatory | All (see 'Products to be sampled in 2022'-sheet) | MRM | MRM | Difficult | Yes | 0.002 | 0.24 | 99 | 98 | 9 | 899 | 13 | 0.01 | 0.125 | 95.8 | 96 | 9 | 161 | 11 | 0.01 | 0.05 | 82 | 83 | 9 | 27 | 1 | [15 empty] | FV2010-M1; FV2010-M4; FV2012-M7; FV2014-M11; FV2014-M12; FV2014-M15; FV2014-M16; FV2015-M18; FV2015-M19; FV2017-CEN; FV2017-M22; FV2018-M24; FV2018-M25; FV2019-M29; FV2019-M30; FV2019-M31; FV2019-M32; FV2019-M34; FV 2020-M35; FV 2020-M37; FV 2020-M38; FV 2020-M39; FV 2020-M42; FV 2021-M43 | Method Development, Method Validation, HRAMS Database, Analytical Observation | CF-3; CF-11; CF-12; CF-22; CF-27; CF-28; CF-31A; CF-33; CF-35; CF-36; CF-(S1-S9) | Method Validation; Method Validation; Method Validation; Method Validation; Method Validation; Method Validation; Method Validation; Method Validation; Method Validation; Method Validation; Screening Report
EURL reports pending | Plant | 191 | Fenbutatin Oxide | Fenbutatin Oxide | MACP - Plant (2022 ff) |  | Reg. (EU) 2019/90 Applicable from: 13/08/2019 | Fenbutatin oxide (F) | Obligatory (certain commodities) | It shall only be analysed in and on apples, strawberries, peaches, tomatoes and wine in 2022; in and on oranges and pears in 2023; in and on aubergines, grapefruits, sweet peppers and table grapes in 2024. | MRM/SRM | MRM/SRM | No | Yes | 0.003 | 1 | 83 | 82 | 16 | 898 | 21 | 0.05 | 0.125 | 16 | 15 | 3 | 11 | 2 | 0.05 | 0.2 | 91 | 91 | 21 | 2 | 1 | [15 empty] | FV2010-M1; | Method Development |  |  | CF-35 & CF-36 was erroneously listed in the previous version |  |  | SRM-16 | Anal. Observ. Report
Removed from MACP from 2020 onwards | Plant | 193 | Fenfuram | Fenfuram | Removed from 2020 MACP onwards - Plant |  | - | _No specific RD established so far | Obligatory | All (see 'Products to be sampled in 2022'-sheet) | MRM | No Data | Yes | Yes | 0.01 | 0.1 | 91 | 88 | 13 | 244 | 2 | 0.025 | 0.125 | 74.9 | 75 | 16 | 2 | 1 | [22 empty] | FV2012-M7; FV2017-M22; FV2018-M25 | HRAMS Database | CF-24; CF-(S1-S9) | Method Validation; Screening Report | CF-35 & CF-36 was misleadingly listed in the previous version
EURL reports pending | Plant | 194 | Fenhexamid | Fenhexamid | MACP - Plant (2022 ff) |  | Reg. (EU) 2018/1514 Applicable from: 01/11/2018 | Fenhexamid (F) | Obligatory | All (see 'Products to be sampled in 2022'-sheet) | MRM | MRM | Yes | Yes | 0.002 | 1 | 95 | 95 | 15 | 1953 | 16 | 0.01 | 0.1 | 84.7 | 65 | 34 | 50 | 2 | 0.05 | 0.05 | 127.5 | 128 | 18 | 2 | 1 | [15 empty] | FV2010-M1; FV2010-M4; FV2012-M7; FV2014-M11; FV2014-M12; FV2014-M15; FV2014-M16; FV2015-M18; FV2015-M19; FV2017-CEN; FV2017-M22; FV2018-M24; FV2018-M25; FV2019-M29; FV2019-M30; FV2019-M31; FV2019-M32; FV2019-M34; FV 2020-M35; FV 2020-M37; FV 2020-M38; FV 2020-M39; FV 2021-M42; FV 2020-M43 | Method Development, Method Validation, HRAMS Database, Analytical Observation | CF-12; CF-22; CF-28; CF-31A; CF-35; CF-36; CF-(S1-S9) | Method Validation; Method Validation; Method Validation; Method Validation; Method Validation; Method Validation; Screening Report
EURL reports pending | Plant | 195 | Fenitrothion | Fenitrothion | MACP - Plant (2022 ff) |  | Reg. (EU) No 899/2012; Applicable from: 26.04.2013 | Fenitrothion | Obligatory | All (see 'Products to be sampled in 2022'-sheet) | MRM | MRM | Yes | Difficult | 0.002 | 1 | 99 | 98 | 14 | 1591 | 16 | 0.01 | 0.375 | 98.4 | 98 | 5 | 16 | 3 | 0.01 | 0.05 | 98 | 97 | 15 | 19 | 1 | [15 empty] | FV2010-M1; FV2010-M4; FV2012-M6; FV2012-M7; FV2013-M8; FV2013-M10; FV2014-M11; FV2014-M12; FV2014-M15; FV2014-M16; FV2017-M22; FV2018-M24; FV2018-M25; FV2018-M28; FV2019-M29; FV2019-M34; FV 2020-M35; FV 2020-M37; FV 2021-M43 | Method Development, Method Validation, HRAMS Database, Analytical Observation | CF-2; CF-11; CF-12; CF-14; CF-28; CF-31A; CF-35; CF-36; CF-(S1-S9) | Method Validation; Method Validation; Method Validation; Method Validation; Method Validation; Method Validation; Method Validation; Method Validation; Screening Report
EURL reports pending | Plant | 560 | Fenobucarb | Fenobucarb | WD - Plant (2022) | Annex IV (few findings) | - | _No specific RD established so far | 1B | Findings in green beans, tomatoes, rice and citrus fruits. | MRM | MRM | Yes | Yes | [36 empty] | FV2012-M6; FV2012-M7; FV2018-M28; FV2019-M31; FV2019-M32; FV2019-M33; FV2019-M34; FV 2020-M38; FV 2020-M39; FV 2020-M40; FV 2020-M42 | Method Development, Method Validation, HRAMS Database, Analytical observation | CF-24; CF-30; CF-37; CF-(S1-S9) | Method Validation; Method Validation; Method Validation; Screening Report | CF-35 & CF-36 was erroneously listed in the previous version
EURL reports pending | Plant | 198 | Fenoxycarb | Fenoxycarb | MACP - Plant (2022 ff) |  | Reg. (EU) 2019/973 Applicable from: 04/01/2020 | Fenoxycarb | Obligatory | All (see 'Products to be sampled in 2022'-sheet) | MRM | MRM | Difficult | Yes | 0.001 | 2.5 | 101 | 101 | 11 | 1286 | 10 | 0.01 | 0.125 | 90.8 | 91 | 8 | 100 | 7 | 0.05 | 0.05 | 110 | 109 | 13 | 3 | 1 | [15 empty] | FV2010-M1; FV2010-M4; FV2012-M7; FV2014-M11; FV2014-M12; FV2014-M16; FV2015-M18; FV2017-CEN; FV2018-M24; FV2019-M29; FV2019-M30; FV2019-M31; FV2019-M32; FV2019-M34; FV 2020-M37; FV 2020-M38; FV 2020-M39; FV 2020-M42 | Method Development, Method Validation, HRAMS Database, Analytical observation | CF-6; CF-15; CF-21; CF-22; CF-26; CF-27; CF-28; CF-31A; CF-33; CF-35; CF-36; CF-(S1-S9) | Method Validation; Method Validation; Method Validation; Method Validation; Method Validation; Method Validation; Method Validation; Method Validation; Method Validation; Method Validation; Method Validation; Screening Report
EURL reports pending | Plant | 1753 | Fenpicoxamid | Fenpicoxamid | WD - Plant (2022) | Annex II (Support requested from EURLs) | Reg. (EU) 2019/50 Applicable from: 01/01/2019 | Fenpicoxamid (F) (R) | 1B |  | MRM | MRM | No | Yes | [36 empty] | FV 2020-M40; FV 2020-M42 | Analytical observation, Method development, Method Validation | CF-32 | Method Validation | CF-35 & CF-36 was erroneously listed in the previous version
EURL reports pending | Plant | 200 | Fenpropathrin | Fenpropathrin | MACP - Plant (2022 ff) |  | Reg. (EC) No 839/2008; Applicable from: 01.09.2008 | Fenpropathrin | Obligatory | All (see 'Products to be sampled in 2022'-sheet) | MRM | MRM | Yes | Yes | 0.005 | 1 | 100.6 | 100 | 11 | 1346 | 15 | 0.1 | 0.25 | 92.8 | 93 | 16 | 16 | 2 | 0.01 | 0.05 | 96.5 | 99 | 14 | 6 | 1 | [15 empty] | FV2010-M1; FV2010-M4; FV2012-M6; FV2012-M7; FV2013-M8; FV2013-M10; FV2014-M11; FV2014-M12; FV2014-M15; FV2014-M16; FV2015-M17; FV2017-CEN; FV2017-M22; FV2018-M24; FV2018-M25; FV2019-M29; FV2019-M30; FV2019-M32; FV2019-M34; FV 2020-M35; FV 2020-M37; FV 2020-M42; FV 2021-M43 | Method Development, Method Validation, HRAMS Database, Analytical Observation | CF-2; CF-21; CF-22; CF-27; CF-28; CF-31A; CF-33; CF-35; CF-36; CF-(S1-S9) | Method Validation; Method Validation; Method Validation; Method Validation; Method Validation; Method Validation; Method Validation; Method Validation; Method Validation; Screening Report
EURL reports pending | Animal | 1436 | Fenpropidin | CGA 289267 [2-methyl-2-[4-(2-methyl-3- piperidin-1-yl-propyl)-phenyl]propionic acid)] | WD - Animal (2022) | Annex II (Support requested from EURLs) | Reg. (EU) No 61/2014 Applicable from: 14/08/2014 | fenpropidin-code 1000000 except 1040000: sum of fenpropidin, 2-methyl-2-[4-(2-methyl-3- piperidin-1-yl-propyl)-phenyl]propionic acid, and their salts, expressed as fenpropidin |  | Relevant for ruminant's and swine liver and kidney. | MRM/SRM | MRM/SRM | Difficult | Yes | [41 empty] | Quechers-AO; checked with a solution obtained from BfR; Germany; SDL=0.005 mg/kg for most matrices | Method Development; Method Validation | SRM-36 | Anal. Observ. Report
EURL reports pending | Plant | 201 | Fenpropidin | Fenpropidin | MACP - Plant (2022 ff) |  | Reg. (EU) No 61/2014; Applicable from: 14.08.2014 | Fenpropidin (sum of fenpropidin and its salts, expressed as fenpropidin) (R) (A) | Obligatory | All (see 'Products to be sampled in 2022'-sheet) | MRM | MRM | Yes | Yes | 0.002 | 0.25 | 97.1 | 96 | 11 | 557 | 7 | 0.01 | 0.1 | 45.4 | 49 | 11 | 57 | 1 | 0.05 | 0.05 | 79 | 79 |  | 1 | 1 | [15 empty] | FV2012-M7; FV2017-CEN; FV2017-M22; FV2018-M25; FV2019-M29; FV2019-M31; FV2019-M32; FV2019-M34; FV 2020-M37; FV 2020-M39; FV 2020-M42; FV 2021-M43 | Method Development, Method Validation, HRAMS Database, Analytical Observation | CF-11; CF-22; CF-28; CF-31A; CF-35; CF-36; CF-(S1-S9) | Method Validation; Method Validation; Method Validation; Method Validation; Method Validation; Method Validation; Screening Report
EURL reports pending | Animal | 201 | Fenpropidin | Fenpropidin | WD - Animal (2022) | Annex II (Support requested from EURLs) | Reg. (EU) No 61/2014 Applicable from: 14/08/2014 | fenpropidin-code 1000000 except 1040000: sum of fenpropidin, 2-methyl-2-[4-(2-methyl-3- piperidin-1-yl-propyl)-phenyl]propionic acid, and their salts, expressed as fenpropidin |  | Relevant for ruminant's and swine liver and kidney. | MRM | MRM | Yes | Yes |  |  |  |  | AO-M05, AO-M06, AO-M07, AO-M11, AO-M13, AO-M15 | Method Development | [35 empty] | AO-M05; AO-M06; AO-M07; AO-M11; AO-M13; AO-M15; AO-M27 | Method Development; Method Validation
EURL reports pending | Animal | 1761 | Fenpropidin | Fenpropidin (sum) | WD - Animal (2022) | Annex II (Support requested from EURLs) | Reg. (EU) No 61/2014 Applicable from: 14/08/2014 | fenpropidin-code 1000000 except 1040000: sum of fenpropidin, 2-methyl-2-[4-(2-methyl-3- piperidin-1-yl-propyl)-phenyl]propionic acid, and their salts, expressed as fenpropidin |  | Relevant for ruminant's and swine liver and kidney. |  | MRM/SRM | Difficult | Yes
EURL reports pending | Plant | 202 | Fenpropimorph | Fenpropimorph | MACP - Plant (2022 ff) |  | Reg. (EU) 2019/552 Applicable from: 25/04/2019 | Fenpropimorph (sum of isomers) (F) (R) | Obligatory | All (see 'Products to be sampled in 2022'-sheet) | MRM | MRM | Yes | Yes | 0.002 | 2.5 | 97.9 | 97 | 12 | 1125 | 8 | 0.01 | 0.125 | 57.8 | 60 | 9 | 65 | 3 | 0.05 | 0.05 | 101.5 | 102 | 1 | 2 | 1 | 0.06 | 0.3 | 91.3 | 92 | 10 | 44 | 1 | [8 empty] | FV2010-M1; FV2010-M4; FV2012-M7; FV2014-M11; FV2014-M12; FV2014-M15; FV2014-M16; FV2015-M17; FV2015-M18; FV2015-M19; FV2017-CEN; FV2017-M22; FV2018-M24; FV2018-M25; FV2019-M29; FV2019-M31; FV2019-M32; FV2019-M34; FV 2020-M35; FV 2020-M37; FV 2020-M38; FV 2020-M39; FV 2020-M42; FV 2021-M43 | Method Development, Method Validation, HRAMS Database, Analytical Observation | CF-2; CF-11; CF-12; CF-22; CF-27; CF-28; CF-31A; CF-33; CF-35; CF-36; CF-(S1-S9) | Method Validation; Method Validation; Method Validation; Method Validation; Method Validation; Method Validation; Method Validation; Method Validation; Method Validation; Method Validation; Screening Report
EURL reports pending | Animal | 1487 | Fenpropimorph | Fenpropimorph Carboxylic Acid | WD - Animal (2022) | Annex IV (few findings) | Reg. (EU) 2019/552 Applicable from: 25/04/2019 | Fenpropimorph - code 1000000: Fenpropimorph carboxylic acid (BF 421-2) expressed as fenpropimorph |  | Relevant for ruminant's fat, swine and ruminant's muscle, liver and kidney and cow's milk. | MRM/SRM | MRM/SRM | No | Yes | 0.01 | 0.01 | 96 | 97 | 5 | 15 | 1 | [36 empty] | SRM-36 | Anal. Observ. Report
EURL reports pending | Animal | 1281 | Fenpyrazamine | Fenpyrazamine | WD - Animal (2022) | Annex IV (few findings) | Reg. (EU) 2019/977; Applicable from: 07/07/2019 | Fenpyrazamine (F) | 1B | This substance is not expected to leave significant residues in food of animal origin. | MRM | MRM | Yes | Yes | [41 empty] | AO-M27 | Method validation
EURL reports pending | Plant | 1281 | Fenpyrazamine | Fenpyrazamine | MACP - Plant (2022 ff) |  | Reg. (EU) 2019/977; Applicable from: 07/07/2019 | Fenpyrazamine (F) | Obligatory | All (see 'Products to be sampled in 2022'-sheet) | MRM | MRM | Yes | Yes | [36 empty] | FV2013-M9; FV2015-M18; FV2018-M24; FV2018-M26; FV2019-M31; FV2019-M32; FV2019-M34; FV 2020-M37; FV 2020-M39; FV 2020-M42 | Method Development, Method Validation, HRAMS Database, Analytical observation | CF-19; CF-28 | Method Validation; Method Validation | CF-35 & CF-36 was erroneously listed in the previous version
EURL reports pending | Plant | 203 | Fenpyroximate | Fenpyroximate | MACP - Plant (2022 ff) |  | Reg. (EU) 2020/856 Applicable from: 09/07/2020 | Fenpyroximate (A) (F) (R) | Obligatory | All (see 'Products to be sampled in 2022'-sheet) | MRM | MRM | Yes | Yes | 0.001 | 0.24 | 98 | 97 | 11 | 1053 | 10 | 0.01 | 0.125 | 78.8 | 77 | 9 | 42 | 3 | 0.05 | 0.05 | 104 | 99 | 11 | 4 | 1 | [15 empty] | FV2010-M4; FV2012-M6; FV2012-M7; FV2014-M11; FV2014-M12; FV2014-M15; FV2014-M16; FV2015-M18; FV2015-M19; FV2017-CEN; FV2018-M24; FV2019-M29; FV2019-M30; FV2019-M32; FV2019-M34; FV 2020-M38; FV 2020-M39; FV 2020-M41; FV 2020-M37; FV 2020-M42 | Method Development, Method Validation, HRAMS Database, Analytical observation | CF-16; CF-28 | Method Validation; Method Validation | CF-35 & CF-36 was erroneously listed in the previous version
Removed from MACP from 2020 onwards | Plant | 204 | Fenson | Fenson | Removed from 2020 MACP onwards - Plant |  | - | _No specific RD established so far | Obligatory | All (see 'Products to be sampled in 2022'-sheet) | MRM | No Data | Yes | No Data | 0.01 | 0.2 | 100 | 100 | 11 | 429 | 5 | 0.05 | 0.25 | 88.8 | 86 | 10 | 15 | 3 | 0.01 | 0.05 | 92 | 95 | 10 | 6 | 1 | [15 empty] | FV2010-M4 | Method Development | CF-22; CF-28; CF-31A; CF-35; CF-36; CF-(S1-S9) | Method Validation; Method Validation; Method Validation; Method Validation; Method Validation; Screening Report
EURL reports pending | Plant | 205 | Fenthion | Fenthion | MACP - Plant (2022 ff) |  | Reg. (EU) No 310/2011; Applicable from: 21.10.2011 | Fenthion (fenthion and its oxigen analogue, their sulfoxides and sulfone expressed as parent) (F) | Obligatory | All (see 'Products to be sampled in 2022'-sheet) | MRM | MRM | Yes | Yes | 0.001 | 1 | 98 | 98 | 11 | 908 | 15 | 0.01 | 0.125 | 88.8 | 89 | 8 | 76 | 4 | 0.01 | 0.05 | 77.2 | 80 | 12 | 23 | 1 | 0.005 | 0.025 | 88.5 | 89 | 13 | 30 | 1 | [8 empty] | FV2010-M1; FV2010-M4; FV2012-M7; FV2013-M10; FV2014-M11; FV2014-M12; FV2014-M15; FV2014-M16; FV2015-M17; FV2015-M18; FV2015-M19; FV2017-CEN; FV2017-M22; FV2018-M24; FV2018-M25; FV2018-M27; FV2018-M28; FV2019-M29; FV2019-M30; FV2019-M31; FV2019-M32; FV2019-M34; FV 2020-M35; FV 2020-M39; FV 2020-M42; FV 2021-M43 | Method Development, Method Validation, Analytical observation, HRAMS Database | CF-6; CF-15; CF-21; CF-22; CF-26; CF-27; CF-28; CF-31A; CF-33; CF-35; CF-36; CF-(S1-S9) | Method Validation; Method Validation; Method Validation; Method Validation; Method Validation; Method Validation; Method Validation; Method Validation; Method Validation; Method Validation; Method Validation; Screening Report
EURL reports pending | Animal | 205 | Fenthion | Fenthion | WD - Animal (2022) | Annex IV (few findings) | Reg. (EU) No 310/2011; Applicable from: 21.10.2011 | Fenthion (fenthion and its oxigen analogue, their sulfoxides and sulfone expressed as parent) (F) | 1A | Relevant for animal fat and liver | MRM | MRM | Yes | Yes | [41 empty] | AO-M06; AO-M12; AO-M26; AO-M27; AO-M32; AO-M35 | Method Development; Method Validation
EURL reports pending | Plant | 725 | Fenthion | Fenthion (sum) | MACP - Plant (2022 ff) |  | Reg. (EU) No 310/2011; Applicable from: 21.10.2011 | Fenthion (fenthion and its oxigen analogue, their sulfoxides and sulfone expressed as parent) (F) | Obligatory | All (see 'Products to be sampled in 2022'-sheet) |  | MRM | [38 empty] | FV2010-M1; FV2010-M4; FV2012-M7; FV2014-M12; FV2014-M15; FV2014-M16; FV2015-M18; FV2015-M19; FV2017-CEN; FV2019-M29; FV2019-M30; FV2019-M31; FV2019-M32; FV2019-M34 | Method Development, Method Validation, HRAMS Database |  |  | CF-35 & CF-36 was erroneously listed in the previous version
EURL reports pending | Animal | 725 | Fenthion | Fenthion (Sum) | WD - Animal (2022) | Annex IV (few findings) | Reg. (EU) No 310/2011; Applicable from: 21.10.2011 | Fenthion (fenthion and its oxigen analogue, their sulfoxides and sulfone expressed as parent) (F) | 1A | Relevant for animal fat and liver |  | MRM | [43 empty] | AO-M06; AO-M07; AO-M26 | Method Development
EURL reports pending | Plant | 721 | Fenthion | Fenthion-Oxon | MACP - Plant (2022 ff) |  | Reg. (EU) No 310/2011; Applicable from: 21.10.2011 | Fenthion (fenthion and its oxigen analogue, their sulfoxides and sulfone expressed as parent) (F) | Obligatory | All (see 'Products to be sampled in 2022'-sheet) | MRM | MRM | Difficult | Yes | 0.001 | 0.4 | 100.4 | 100 | 8 | 142 | 3 | 0.01 | 0.1 | 92.8 | 94 | 7 | 19 | 1 | 0.05 | 0.05 | 111 | 111 |  | 1 | 1 | [17 empty] | CF-15; CF-21; CF-31A; CF-32; CF-35; CF-(S1-S9) | Method Validation; Method Validation; Method Validation; Method Validation; Method Validation; Screening Report
EURL reports pending | Animal | 721 | Fenthion | Fenthion-Oxon | WD - Animal (2022) | Annex IV (few findings) | Reg. (EU) No 310/2011; Applicable from: 21.10.2011 | Fenthion (fenthion and its oxigen analogue, their sulfoxides and sulfone expressed as parent) (F) | 1A | Relevant for animal fat and liver | MRM | MRM | Difficult | Yes | [41 empty] | AO-M06; AO-M27; AO-M32; AO-M35 | Method Development; Method Validation
EURL reports pending | Plant | 728 | Fenthion | Fenthion-Oxonsulfone | MACP - Plant (2022 ff) |  | Reg. (EU) No 310/2011; Applicable from: 21.10.2011 | Fenthion (fenthion and its oxigen analogue, their sulfoxides and sulfone expressed as parent) (F) | Obligatory | All (see 'Products to be sampled in 2022'-sheet) | MRM | MRM | Difficult | Yes | 0.001 | 0.4 | 99.5 | 98 | 7 | 125 | 3 | 0.01 | 0.1 | 92.2 | 92 | 9 | 29 | 1 | 0.05 | 0.05 | 87 | 87 |  | 1 | 1 | [15 empty] | FV2010-M4; FV2012-M7; FV2014-M15; FV2014-M16; FV2017-CEN; FV 2020-M39 | Method Development, HRAMS Database, Method validation | CF-15; CF-21; CF-22; CF-28; CF-31A; CF-33 | Method Validation; Method Validation; Method Validation; Method Validation; Method Validation; Method Validation | CF-35 & CF-36 was erroneously listed in the previous version
EURL reports pending | Animal | 728 | Fenthion | Fenthion-Oxonsulfone | WD - Animal (2022) | Annex IV (few findings) | Reg. (EU) No 310/2011; Applicable from: 21.10.2011 | Fenthion (fenthion and its oxigen analogue, their sulfoxides and sulfone expressed as parent) (F) | 1A | Relevant for animal fat and liver | MRM | MRM | Difficult | Yes | [41 empty] | AO-M06; AO-M27; AO-M32; AO-M35 | Method Development; Method Validation
EURL reports pending | Plant | 722 | Fenthion | Fenthion-Oxonsulfoxide | MACP - Plant (2022 ff) |  | Reg. (EU) No 310/2011; Applicable from: 21.10.2011 | Fenthion (fenthion and its oxigen analogue, their sulfoxides and sulfone expressed as parent) (F) | Obligatory | All (see 'Products to be sampled in 2022'-sheet) | MRM | MRM | No | Yes | 0.001 | 0.4 | 97.3 | 95 | 9 | 148 | 3 | 0.01 | 0.1 | 94.9 | 96 | 7 | 18 | 1 | 0.05 | 0.05 | 98 | 98 |  | 1 | 1 | [15 empty] | FV2010-M4; FV2014-M15; FV2014-M16; FV2017-CEN; FV2018-M24; | Method Development, HRAMS Database | CF-15; CF-21; CF-22; CF-26; CF-28; CF-31A; CF-33 | Method Validation; Method Validation; Method Validation; Method Validation; Method Validation; Method Validation; Method Validation | CF-35 and CF-36 was erroneously listed in the previous version
EURL reports pending | Animal | 722 | Fenthion | Fenthion-Oxonsulfoxide | WD - Animal (2022) | Annex IV (few findings) | Reg. (EU) No 310/2011; Applicable from: 21.10.2011 | Fenthion (fenthion and its oxigen analogue, their sulfoxides and sulfone expressed as parent) (F) | 1A | Relevant for animal fat and liver | MRM | MRM | No | Yes | [41 empty] | AO-M06; AO-M27; AO-M32; AO-M35 | Method Development; Method Validation
EURL reports pending | Plant | 641 | Fenthion | Fenthion-Sulfone | MACP - Plant (2022 ff) |  | Reg. (EU) No 310/2011; Applicable from: 21.10.2011 | Fenthion (fenthion and its oxigen analogue, their sulfoxides and sulfone expressed as parent) (F) | Obligatory | All (see 'Products to be sampled in 2022'-sheet) | MRM | MRM | Difficult | Yes | 0.004 | 0.4 | 98 | 97 | 11 | 786 | 12 | 0.01 | 0.125 | 95.1 | 95 | 10 | 108 | 8 | 0.01 | 0.05 | 84.3 | 85 | 10 | 26 | 1 | 0.01 | 0.1 | 89.5 | 92 | 8 | 32 | 1 | [8 empty] | FV2010-M4; FV2012-M7; FV2014-M15; FV2014-M16; FV2017-CEN; FV2019-M32; FV 2020-M42; FV 2020-M38; FV 2020-M39 | Method Development, HRAMS Database, Analytical observation, Method validation | CF-6; CF-15; CF-21; CF-22; CF-26; CF-28; CF-31A; CF-33; CF-35; CF-(S1-S9) | Method Validation; Method Validation; Method Validation; Method Validation; Method Validation; Method Validation; Method Validation; Method Validation; Method Validation; Method Validation; Screening Report
EURL reports pending | Animal | 641 | Fenthion | Fenthion-Sulfone | WD - Animal (2022) | Annex IV (few findings) | Reg. (EU) No 310/2011; Applicable from: 21.10.2011 | Fenthion (fenthion and its oxigen analogue, their sulfoxides and sulfone expressed as parent) (F) | 1A | Relevant for animal fat and liver | MRM | MRM | Difficult | Yes | [41 empty] | AO-M06; AO-M27; AO-M32; AO-M35 | Method Development; Method Validation
EURL reports pending | Plant | 206 | Fenthion | Fenthion-Sulfoxide | MACP - Plant (2022 ff) |  | Reg. (EU) No 310/2011; Applicable from: 21.10.2011 | Fenthion (fenthion and its oxigen analogue, their sulfoxides and sulfone expressed as parent) (F) | Obligatory | All (see 'Products to be sampled in 2022'-sheet) | MRM | MRM | Difficult | Yes | 0.001 | 0.4 | 96.7 | 96 | 11 | 539 | 7 | 0.01 | 0.125 | 93.7 | 93 | 8 | 41 | 2 | 0.01 | 0.05 | 91.2 | 92 | 11 | 26 | 1 | 0.02 | 0.1 | 94.8 | 94 | 9 | 32 | 1 | [8 empty] | FV2010-M4; FV2012-M7; FV2014-M15; FV2014-M16; FV2015-M18; FV2015-M19; FV2017-CEN; FV2019-M29; FV2019-M30; FV2019-M31; FV2019-M32; FV2019-M34; FV 2020-M38; FV 2020-M39; FV 2020-M42 | Method Development, Method Validation, HRAMS Database, Analytical observation | CF-6; CF-15; CF-21; CF-26; CF-28; CF-31A; CF-33; CF-35; CF-(S1-S9) | Method Validation; Method Validation; Method Validation; Method Validation; Method Validation; Method Validation; Method Validation; Method Validation; Method Validation; Screening Report
EURL reports pending | Animal | 206 | Fenthion | Fenthion-Sulfoxide | WD - Animal (2022) | Annex IV (few findings) | Reg. (EU) No 310/2011; Applicable from: 21.10.2011 | Fenthion (fenthion and its oxigen analogue, their sulfoxides and sulfone expressed as parent) (F) | 1A | Relevant for animal fat and liver | MRM | MRM | Difficult | Yes | [41 empty] | AO-M06; AO-M27; AO-M32; AO-M35 | Method Development; Method Validation
EURL reports pending | Animal | 1468 | Fenvalerate | Chlorophenyl isovaleric acid (CPIA) | MACP - Animal (2022 ff) |  | Regulation (EU) 2015/399; Applicable from: 03/04/2015 | (R) Esfenvalerate - codes 1011030, 1011040, 1012030, 1012040, 1013030, 1013040, 1014030, 1014040, 1015030, 1015040, 1016030, 1016040, 1017030 and 1017040: sum of fenvalerate (any ratio of constituent isomers including esfenvalerate) and CPIA (chlorophenyl isovaleric acid), expressed as fenvalerate | Obligatory | All (see 'Products to be sampled in 2022'-sheet) | MRM/SRM | MRM/SRM | Yes | Yes | [41 empty] | AO-M27 | Method validation |  |  | da sollten wir was machen
EURL reports pending | Animal | 2000 | Fenvalerate | Fenvalerate (sum) | MACP - Animal (2022 ff) |  | Regulation (EU) 2015/399; Applicable from: 03/04/2015 | (R) Esfenvalerate - codes 1011030, 1011040, 1012030, 1012040, 1013030, 1013040, 1014030, 1014040, 1015030, 1015040, 1016030, 1016040, 1017030 and 1017040: sum of fenvalerate (any ratio of constituent isomers including esfenvalerate) and CPIA (chlorophenyl isovaleric acid), expressed as fenvalerate | Obligatory | All (see 'Products to be sampled in 2022'-sheet) |  | MRM/SRM | Yes | Difficult
EURL reports pending | Plant | 745 | Fenvalerate | Fenvalerate/Esfenvalerate (RR/SS) | MACP - Plant (2022 ff) |  | Regulation (EU) 2015/399; Applicable from: 03.04.2015 | Fenvalerate (any ratio of constituent isomers (RR, SS, RS & SR) including esfenvalerate) (F) (R) | Obligatory | All (see 'Products to be sampled in 2022'-sheet) | MRM | MRM | Yes | Difficult | 0.01 | 0.1 | 96.5 | 97 | 9 | 89 | 3 | [29 empty] | FV2010-M1; FV2010-M4; FV2013-M8; FV2014-M11; FV2014-M12; FV2015-M17; FV2017-M22; FV2018-M25; FV2018-M28; FV2019-M29; FV2019-M34; FV 2020-M35; FV 2020-M37; FV 2021-M43 | Method Development, Method Validation, HRAMS Database, Analytical Observation |  |  | CF-35 & CF-36 was erroneously listed in the previous version
EURL reports pending | Animal | 745 | Fenvalerate | Fenvalerate/Esfenvalerate (RR/SS) | MACP - Animal (2022 ff) |  | Regulation (EU) 2015/399; Applicable from: 03/04/2015 | (R) Esfenvalerate - codes 1011030, 1011040, 1012030, 1012040, 1013030, 1013040, 1014030, 1014040, 1015030, 1015040, 1016030, 1016040, 1017030 and 1017040: sum of fenvalerate (any ratio of constituent isomers including esfenvalerate) and CPIA (chlorophenyl isovaleric acid), expressed as fenvalerate | Obligatory | All (see 'Products to be sampled in 2022'-sheet) | MRM | MRM/SRM | Yes | Difficult | [41 empty] | AO-M7; AO-M11; AO-M13; AO-M14; AO-M15; AO-M33; AO-M34; AO-M36 | Method Development; Method validation
EURL reports pending | Plant | 208 | Fenvalerate | Fenvalerate/Esfenvalerate (RR/SS/RS/SR) | MACP - Plant (2022 ff) |  | Regulation (EU) 2015/399; Applicable from: 03.04.2015 | Fenvalerate (any ratio of constituent isomers (RR, SS, RS & SR) including esfenvalerate) (F) (R) | Obligatory | All (see 'Products to be sampled in 2022'-sheet) | MRM | MRM | Yes | Difficult | 0.01 | 1 | 102 | 101 | 12 | 971 | 13 | 0.05 | 0.25 | 90 | 84 | 27 | 3 | 2 | 0.05 | 0.05 | 94 | 97 | 14 | 5 | 1 | [15 empty] | FV2010-M1; FV2010-M4; FV2013-M8; FV2014-M11; FV2014-M12; FV2015-M17; FV2017-M22; FV2018-M25; FV2018-M28; FV2019-M29; FV2019-M34; FV 2020-M35; FV 2020-M37; FV 2021-M43 | Method Development, Method Validation, HRAMS Database, Analytical Observation | CF-12; CF-14; CF-22; CF-27; CF-28; CF-31A; CF-35; CF-36 | Method Validation; Method Validation; Method Validation; Method Validation; Method Validation; Method Validation; Method Validation; Method Validation
EURL reports pending | Animal | 208 | Fenvalerate | Fenvalerate/Esfenvalerate (RR/SS/RS/SR) | MACP - Animal (2022 ff) |  | Regulation (EU) 2015/399; Applicable from: 03/04/2015 | (R) Esfenvalerate - codes 1011030, 1011040, 1012030, 1012040, 1013030, 1013040, 1014030, 1014040, 1015030, 1015040, 1016030, 1016040, 1017030 and 1017040: sum of fenvalerate (any ratio of constituent isomers including esfenvalerate) and CPIA (chlorophenyl isovaleric acid), expressed as fenvalerate | Obligatory | All (see 'Products to be sampled in 2022'-sheet) | MRM | MRM/SRM | Yes | Difficult | [41 empty] | AO-M7; AO-M11; AO-M13; AO-M14; AO-M15; AO-M12; AO-M25 | Method Development; Method Validation
EURL reports pending | Plant | 746 | Fenvalerate | Fenvalerate/Esfenvalerate (RS/SR) | MACP - Plant (2022 ff) |  | Regulation (EU) 2015/399; Applicable from: 03.04.2015 | Fenvalerate (any ratio of constituent isomers (RR, SS, RS & SR) including esfenvalerate) (F) (R) | Obligatory | All (see 'Products to be sampled in 2022'-sheet) | MRM | MRM | Yes | Difficult | 0.01 | 0.1 | 93 | 92 | 7 | 74 | 2 | [7 empty] | 0.01 | 0.01 | 78 | 78 |  | 1 | 1 | [15 empty] | FV2010-M1; FV2010-M4; FV2013-M8; FV2014-M11; FV2014-M12; FV2015-M17; FV2017-M22; FV2018-M25; FV2018-M28; FV2019-M29; FV2019-M34; FV 2020-M35; FV 2020-M37; FV 2021-M43 | Method Development, Method Validation, HRAMS Database, Analytical observation | CF-11 | Method Validation | CF-35 & CF-36 was erroneously listed in the previous version
EURL reports pending | Animal | 746 | Fenvalerate | Fenvalerate/Esfenvalerate (RS/SR) | MACP - Animal (2022 ff) |  | Regulation (EU) 2015/399; Applicable from: 03/04/2015 | (R) Esfenvalerate - codes 1011030, 1011040, 1012030, 1012040, 1013030, 1013040, 1014030, 1014040, 1015030, 1015040, 1016030, 1016040, 1017030 and 1017040: sum of fenvalerate (any ratio of constituent isomers including esfenvalerate) and CPIA (chlorophenyl isovaleric acid), expressed as fenvalerate | Obligatory | All (see 'Products to be sampled in 2022'-sheet) | MRM | MRM/SRM | Yes | Difficult | [41 empty] | AO-M02; AO-M7; AO-M11; AO-M13; AO-M14; AO-M15 | Method Development
EURL reports pending | Plant | 596 | Fipronil | Fipronil | MACP - Plant (2022 ff) |  | Reg. (EU) 2019/1792 Applicable from: 18/05/2020 | Fipronil (sum fipronil + sulfone metabolite (MB46136) expressed as fipronil) (F) | Obligatory | All (see 'Products to be sampled in 2022'-sheet) | MRM | MRM | Yes | Yes | 0.002 | 0.24 | 104.4 | 106 | 14 | 940 | 8 | 0.01 | 0.125 | 99.6 | 99 | 8 | 70 | 5 | 0.01 | 0.05 | 94 | 87 | 13 | 6 | 1 | [15 empty] | FV2010-M1; FV2014-M12; FV2014-M16; FV2015-M17; FV2015-M18; FV2017-CEN; FV2017-M22; FV2018-M24; FV2018-M25; FV2018-M27; FV2019-M29; FV2019-M30; FV2019-M31; FV2019-M32; FV2019-M34; FV 2020-M35; FV 2020-M37; FV 2020-M38; FV 2020-M39; FV 2020-M42; FV 2021-M43 | Method Development, Method Validation, Analytical observation, HRAMS Database, Analytical Observation | CF-6; CF-11; CF-12; CF-14; CF-22; CF-27; CF-28; CF-31A; CF-33; CF-35; CF-36; CF-(S1-S9) | Method Validation; Method Validation; Method Validation; Method Validation; Method Validation; Method Validation; Method Validation; Method Validation; Method Validation; Method Validation; Method Validation; Screening Report
EURL reports pending | Animal | 596 | Fipronil | Fipronil | MACP - Animal (2022 ff) |  | Reg. (EU) 2019/1792 Applicable from: 18/05/2020 | Fipronil (sum fipronil + sulfone metabolite (MB46136) expressed as fipronil) (F) | Obligatory | All (see 'Products to be sampled in 2022'-sheet) | MRM | MRM | Yes | Yes | [41 empty] | AO-M10; AO-M12; AO-M27; AO-M28 | Method Development; Method Validation
EURL reports pending | Plant | 762 | Fipronil | Fipronil (sum) | MACP - Plant (2022 ff) |  | Reg. (EU) 2019/1792 Applicable from: 18/05/2020 | Fipronil (sum fipronil + sulfone metabolite (MB46136) expressed as fipronil) (F) | Obligatory | All (see 'Products to be sampled in 2022'-sheet) |  | MRM | Yes | Yes | [36 empty] | See single components |  | See single components |  | CF-35 & CF-36 was erroneously listed in the previous version
EURL reports pending | Animal | 762 | Fipronil | Fipronil (sum) | MACP - Animal (2022 ff) |  | Reg. (EU) 2019/1792 Applicable from: 18/05/2020 | Fipronil (sum fipronil + sulfone metabolite (MB46136) expressed as fipronil) (F) | Obligatory | All (see 'Products to be sampled in 2022'-sheet) |  | MRM | Yes | Yes | [41 empty] | AO-M10; AO-M27; AO-M28 | Method Development; Method Validation
EURL reports pending | Plant | 760 | Fipronil | Fipronil-Sulfone | MACP - Plant (2022 ff) |  | Reg. (EU) 2019/1792 Applicable from: 18/05/2020 | Fipronil (sum fipronil + sulfone metabolite (MB46136) expressed as fipronil) (F) | Obligatory | All (see 'Products to be sampled in 2022'-sheet) | MRM | MRM | Yes | Yes | 0.002 | 15 | 106 | 107 | 12 | 865 | 5 | 0.01 | 0.375 | 98.9 | 100 | 13 | 37 | 2 | 0.05 | 0.05 | 104.5 | 105 | 18 | 2 | 1 | [15 empty] | FV2017-CEN; FV2017-M22; FV2018-M25; FV2019-M29; FV2019-M31; FV2019-M34; FV 2020-M35; FV 2020-M39 | Method Development, Method Validation, HRAMS Database | CF-6; CF-29; CF-31A | Method Validation; Method Validation; Method Validation | CF-35 & CF-36 was erroneously listed in the previous version
EURL reports pending | Animal | 760 | Fipronil | Fipronil-Sulfone | MACP - Animal (2022 ff) |  | Reg. (EU) 2019/1792 Applicable from: 18/05/2020 | Fipronil (sum fipronil + sulfone metabolite (MB46136) expressed as fipronil) (F) | Obligatory | All (see 'Products to be sampled in 2022'-sheet) | MRM | MRM | Yes | Yes | [41 empty] | AO-M10; AO-M27; AO-M28 | Method Development; Method Validation
EURL reports pending | Plant | 632 | Flonicamid | Flonicamid | MACP - Plant (2022 ff) |  | Reg. (EU) 2018/687 Applicable from: 05/06/2018 | Flonicamid: sum of flonicamid, TFNA and TFNG expressed as flonicamid (R) | Obligatory | All (see 'Products to be sampled in 2022'-sheet) | MRM | MRM/SRM | Yes | Yes | 0.002 | 0.24 | 99 | 99 | 12 | 527 | 7 | 0.01 | 0.125 | 96 | 95 | 11 | 97 | 5 | 0.05 | 0.05 | 98 | 98 | 5 | 3 | 1 | [15 empty] | FV2012-M7; FV2014-M11; FV2014-M16; FV2015-M18; FV2015-M19; FV2017-CEN; FV2017-M22; FV2018-M24; FV2018-M25; FV2019-M29; FV2019-M30; FV2019-M31; FV2019-M32; FV2019-M34; FV 2020-M37; FV 2020-M39; FV 2020-M42 | Method Development, Method Validation, HRAMS Database, Analytical observation | CF-8; CF-28; CF-(S1-S9) | Method Validation; Method Validation; Screening Report | CF-35 & CF-36 was erroneously listed in the previous version |  |  | SRM-17 | Anal. Observ. Report; Method Validation
EURL reports pending | Plant | 1243 | Flonicamid | Flonicamid (sum) | MACP - Plant (2022 ff) |  | Reg. (EU) 2018/687 Applicable from: 05/06/2018 | Flonicamid: sum of flonicamid, TFNA and TFNG expressed as flonicamid (R) | Obligatory | All (see 'Products to be sampled in 2022'-sheet) |  | MRM/SRM | [42 empty] | CF-35 & CF-36 was erroneously listed in the previous version |  |  | SRM-17 | Method Validation
EURL reports pending | Plant | 1167 | Flonicamid | TFNA | MACP - Plant (2022 ff) |  | Reg. (EU) 2018/687 Applicable from: 05/06/2018 | Flonicamid: sum of flonicamid, TFNA and TFNG expressed as flonicamid (R) | Obligatory | All (see 'Products to be sampled in 2022'-sheet) | MRM/SRM | MRM/SRM | No | Yes | 0.005 | 0.2 | 90 | 87 | 25 | 209 | 2 | 0.01 | 0.125 | 91.1 | 78 | 25 | 23 | 2 | [22 empty] | FV2018-M24; FV2019-M32 | Method Development, HRAMS Database |  |  | CF-35 & CF-36 was erroneously listed in the previous version |  |  | SRM-02; SRM-17 | Anal. Observ. Report; Method Validation
EURL reports pending | Plant | 1166 | Flonicamid | TFNG | MACP - Plant (2022 ff) |  | Reg. (EU) 2018/687 Applicable from: 05/06/2018 | Flonicamid: sum of flonicamid, TFNA and TFNG expressed as flonicamid (R) | Obligatory | All (see 'Products to be sampled in 2022'-sheet) | MRM | MRM/SRM | No | Yes | 0.01 | 0.2 | 100.4 | 99 | 14 | 212 | 2 | 0.01 | 0.125 | 106.1 | 105 | 30 | 22 | 2 | [22 empty] | FV2018-M24; FV2019-M32 | Method Development, HRAMS Database |  |  | CF-35 & CF-36 was erroneously listed in the previous version |  |  | SRM-02; SRM-17 | Anal. Observ. Report; Method Validation
EURL reports pending | Plant | 1829 | Florpyrauxyfen benzyl | Florpyrauxyfen benzyl | WD - Plant (2022) | Annex II (Support requested from EURLs) | Reg. (EU) 2019/1791 Applicable from: 18/11/2019 | Florpyrauxifen-benzyl | 1B |  | MRM | MRM | Yes | Yes | [38 empty] | CF-32 | Method Validation | CF-35 & CF-36 was erroneously listed in the previous version
EURL reports pending | Plant | 211 | Fluazifop | Fluazifop (incl. Fluazifop-P) | MACP - Plant (2022 ff) |  | Reg. (EU) 2018/1514 Applicable from: 01/11/2018 | Fluazifop-P (sum of all the constituent isomers of fluazifop, its esters and its conjugates, expressed as fluazifop) | Obligatory (certain commodities) | It shall only be analysed in and on strawberries, head cabbages, lettuces, spinaches and tomatoes in 2022; in and on cauliflowers, dried beans, potatoes and carrots in 2023; in and on aubergines, broccoli, sweet peppers and wheat in 2024. | MRM/SRM | SRM | No | Yes | 0.002 | 0.5 | 99 | 95 | 19 | 1222 | 10 | 0.01 | 0.125 | 96.3 | 96 | 9 | 31 | 3 | [22 empty] | FV2014-M11; FV2014-M16; FV2015-M18; FV2015-M19; FV2018-M24; FV2019-M29; FV2019-M30; FV2019-M31; FV2019-M32; FV2019-M34; FV 2020-M38; FV 2020-M39; FV 2020-M42 | Method Development, Method Validation, HRAMS Database, Analytical observation | CF-22; CF-28; CF-31A | Method Validation; Method Validation; Method Validation | CF-35 & CF-36 was erroneously listed in the previous version |  |  | SRM-43 | Anal. Observ. Report
EURL reports pending | Animal | 211 | Fluazifop | Fluazifop (incl. Fluazifop-P) | WD - Animal (2022) | Annex II (Support requested from EURLs) | Reg. (EU) 2018/1514 Applicable from: 01/11/2018 | Fluazifop-P (sum of all the constituent isomers of fluazifop, its esters and its conjugates, expressed as fluazifop) | 2A | Based on feeding studies relevant for animal fat, liver, kidney, eggs, cows’ milk and butter. Reprted findings in honey. | MRM/SRM | SRM | No | Yes | 0.002 | 0.5 | 99 | 95 | 19 | 1222 | 10 | 0.01 | 0.125 | 96.3 | 96 | 9 | 31 | 3 | [27 empty] | AO-M27 | Method validatoin | SRM-43 | Anal. Observ. Report
EURL reports pending | Plant | 1679 | Fluazifop | Fluazifop incl. Fluazifop-P (sum; following hydrolysis) | MACP - Plant (2022 ff) |  | Reg. (EU) 2018/1514 Applicable from: 01/11/2018 | Fluazifop-P (sum of all the constituent isomers of fluazifop, its esters and its conjugates, expressed as fluazifop) | Obligatory (certain commodities) | It shall only be analysed in and on strawberries, head cabbages, lettuces, spinaches and tomatoes in 2022; in and on cauliflowers, dried beans, potatoes and carrots in 2023; in and on aubergines, broccoli, sweet peppers and wheat in 2024. |  | SRM | No | Yes | [40 empty] | CF-35 & CF-36 was erroneously listed in the previous version |  |  | SRM-43 | Anal. Observ. Report
EURL reports pending | Animal | 1679 | Fluazifop | Fluazifop incl. Fluazifop-P (sum; following hydrolysis) | WD - Animal (2022) | Annex II (Support requested from EURLs) | Reg. (EU) 2018/1514 Applicable from: 01/11/2018 | Fluazifop-P (sum of all the constituent isomers of fluazifop, its esters and its conjugates, expressed as fluazifop) | 2A | Based on feeding studies relevant for animal fat, liver, kidney, eggs, cows’ milk and butter. Reprted findings in honey. |  | SRM | No | Yes | [43 empty] | SRM-43 | Anal. Observ. Report
EURL reports pending | Plant | 897 | Flubendiamide | Flubendiamide | MACP - Plant (2022 ff) |  | Reg. (EU) 2018/832 Applicable from: 26/06/2018 | Flubendiamide (F) | Obligatory | All (see 'Products to be sampled in 2022'-sheet) | MRM | No Data | Yes | Yes | 0.005 | 0.1 | 115 | 115 | 18 | 76 | 3 | 0.1 | 0.1 | 91.8 | 94 | 10 | 10 | 1 | [22 empty] | FV2014-M16; FV2017-CEN; FV2015-M18; FV2018-M24; FV2019-M29; FV2019-M34; FV 2020-M42; FV 2020-M37; FV 2020-M39 | Method Development, Method Validation, HRAMS Database, Analytical observation | CF-23B; CF-28 | Method Validation; Method Validation | CF-35 & CF-36 was erroneously listed in the previous version
EURL reports pending | Plant | 216 | Fludioxonil | Fludioxonil | MACP - Plant (2022 ff) |  | Reg. (EU) 2021/1807; Applicable from: 03/11/2021 | Fludioxonil (F) (R) | Obligatory | All (see 'Products to be sampled in 2022'-sheet) | MRM | MRM | Yes | Yes | 0.002 | 1 | 100 | 100 | 11 | 3036 | 16 | 0.01 | 0.375 | 91.5 | 93 | 9 | 68 | 3 | 0.01 | 0.05 | 100.5 | 102 | 11 | 17 | 1 | [15 empty] | FV2010-M1; FV2010-M4; FV2013-M8; FV2014-M11; FV2014-M12; FV2014-M16; FV2015-M17; FV2015-M18; FV2017-CEN; FV2017-M22; FV2018-M24; FV2018-M25; FV2019-M29; FV2019-M30; FV2019-M31; FV2019-M34; FV 2020-M35; FV 2020-M37; FV 2020-M38; FV 2020-M39; FV 2020-M42; FV 2021-M43 | Method Development, Method Validation, HRAMS Database, Analytical Observation | CF-12; CF-22; CF-27; CF-28; CF-31A; CF-33; CF-35; CF-36; CF-(S1-S9) | Method Validation; Method Validation; Method Validation; Method Validation; Method Validation; Method Validation; Method Validation; Method Validation; Screening Report
EURL reports pending | Plant | 1596 | Fluensulfone | Fluensulfone | WD - Plant (2022) | Annex II (Support requested from EURLs) | - | _No specific RD established so far |  | Relevant commodities: fruiting vegetables | MRM | MRM | Yes | Yes | [36 empty] | FV2019-M32; FV2019-M34; FV 2020-M35; FV 2020-M42; FV 2021-M43 | Method Development, Analytical Observation | CF-23B; CF-28 | Method Validation; Method Validation | CF-35 & CF-36 was erroneously listed in the previous version
EURL reports pending | Plant | 217 | Flufenacet | Flufenacet | WD - Interest for Cumulative Risk Assessment | Annex III (cummulative) | Reg. (EU) No 1127/2014; Applicable from: 13.05.2015 | Flufenacet (sum of all compounds containing the N fluorophenyl-N-isopropyl moiety expressed as flufenacet equivalent) |  | especially relevant for beans with pods, grapes, potatoes, rye, oats, strawberries, leek, lettuce, wheat, cucumber and rice, celeriac, chives, currants, dill, fennel, raspberries, parsley and strawberries | MRM | SRM | Yes | Yes | 0.001 | 0.2 | 99.9 | 100 | 10 | 618 | 7 | 0.01 | 0.125 | 93.8 | 95 | 8 | 25 | 2 | 0.05 | 0.05 | 94 | 94 |  | 1 | 1 | [15 empty] | FV2012-M6; FV2012-M7; FV2015-M18; FV2017-M22; FV2018-M24; FV2018-M25; FV2018-M26; FV2019-M30; FV2019-M32; FV2019-M33; FV2019-M34; FV 2020-M38; FV 2020-M39; FV 2020-M42 | Method Development, Method Validation, HRAMS Database, Analytical observation | CF-3; CF-4; CF-28; CF-(S1-S9) | Method Validation; Method Validation; Method Validation; Screening Report | CF-35 & CF-36 was erroneously listed in the previous version
EURL reports pending | Plant | 1680 | Flufenacet | Flufenacet (sum; following hydrolysis) | WD - Interest for Cumulative Risk Assessment | Annex III (cummulative) | Reg. (EU) No 1127/2014; Applicable from: 13.05.2015 | Flufenacet (sum of all compounds containing the N fluorophenyl-N-isopropyl moiety expressed as flufenacet equivalent) |  | especially relevant for beans with pods, grapes, potatoes, rye, oats, strawberries, leek, lettuce, wheat, cucumber and rice, celeriac, chives, currants, dill, fennel, raspberries, parsley and strawberries |  | SRM | Yes | Yes | [40 empty] | CF-35 & CF-36 was erroneously listed in the previous version
EURL reports pending | Plant | 218 | Flufenoxuron | Flufenoxuron | MACP - Plant (2022 ff) |  | Reg. (EU) 2020/1633; Applicable from: 25/05/2021 | Flufenoxuron (F) | Obligatory | All (see 'Products to be sampled in 2022'-sheet) | MRM | MRM | No | Yes | 0.002 | 0.24 | 98.2 | 99 | 13 | 1212 | 9 | 0.01 | 0.125 | 94 | 93 | 8 | 68 | 3 | [22 empty] | FV2010-M1; FV2010-M4; FV2012-M7; FV2014-M11; FV2014-M12; FV2014-M16; FV2015-M18; FV2015-M19; FV2017-CEN; FV2018-M24; FV2018-M28; FV2019-M29; FV2019-M30; FV2019-M31; FV2019-M32; FV2019-M34; FV 2020-M37; FV 2020-M38; FV 2020-M39; FV 2020-M42 | Method Development, Method Validation, HRAMS Database, Analytical observation | CF-6; CF-15; CF-27; CF-28; CF-31A; CF-33; CF-35; CF-36; CF-(S1-S9) | Method Validation; Method Validation; Method Validation; Method Validation; Method Validation; Method Validation; Method Validation; Method Validation; Screening Report
EURL reports pending | Plant | 817 | Fluopicolide | Fluopicolide | MACP - Plant (2022 ff) |  | Reg.(EU) No 616/2021; Applicable from: 06/11/2021 | Fluopicolide | Obligatory | All (see 'Products to be sampled in 2022'-sheet) | MRM | MRM | Yes | Yes | 0.002 | 0.2 | 100 | 100 | 10 | 569 | 10 | 0.01 | 0.125 | 95.3 | 95 | 9 | 59 | 5 | 0.05 | 0.05 | 95 | 97 | 7 | 5 | 1 | [15 empty] | FV2012-M6; FV2014-M12; FV2018-M26; FV2019-M29; FV2019-M31; FV2019-M32; FV2019-M34; FV 2020-M35; FV 2020-M37; FV 2020-M38; FV 2020-M39; FV 2020-M42; FV 2021-M43 | Method Development, Method Validation, Analytical Observation | CF 13; CF 28 | Method Validation; Method Validation | CF-35 & CF-36 was erroneously listed in the previous version
EURL reports pending | Plant | 1123 | Fluopyram | Fluopyram | MACP - Plant (2022 ff) |  | Reg. (EU) 2021/1807; Applicable from: 03/11/2021 | Fluopyram (R) | Obligatory | All (see 'Products to be sampled in 2022'-sheet) | MRM | No Data | Yes | Yes | 0.002 | 0.8 | 102.2 | 104 | 14 | 343 | 5 | 0.01 | 0.25 | 98.6 | 103 | 18 | 14 | 2 | 0.05 | 0.05 | 103 | 103 | 6 | 2 | 1 | [15 empty] | FV2013-M9; FV2014-M12; FV2014-M16; FV2015-M17; FV2015-M18; FV2015-M19; FV2017-CEN; FV2017-M22; FV2018-M24; FV2018-M25; FV2019-M29; FV2019-M30; FV2019-M31; FV2019-M32; FV2019-M34; FV 2020-M35; FV 2020-M37; FV 2020-M38; FV 2020-M39; FV 2020-M42; FV 2021-M43 | Method Development, Method Validation, HRAMS Database, Analytical Observation | CF-13; CF-18; CF-28 | Method Validation; Method Validation; Method Validation | CF-35 & CF-36 was erroneously listed in the previous version
EURL reports pending | Animal | 1123 | Fluopyram | Fluopyram | WD - Animal (2022) | Annex II (Support requested from EURLs) | Reg. (EU) 2021/1807; Applicable from: 03/11/2021 | Fluopyram (R) (R) Fluopyram - code 1000000 except 1040000: sum of fluopyram and fluopyram-benzamide (M25) expressed as fluopyram |  |  | MRM | MRM | Yes | Yes | [41 empty] | AO-M27; AO-M28 | Method validatoin
EURL reports pending | Animal | 1772 | Fluopyram | Fluopyram (sum) | WD - Animal (2022) | Annex II (Support requested from EURLs) | Reg. (EU) 2021/1807; Applicable from: 03/11/2021 | Fluopyram (R) (R) Fluopyram - code 1000000 except 1040000: sum of fluopyram and fluopyram-benzamide (M25) expressed as fluopyram |  |  |  | MRM
EURL reports pending | Animal | 1595 | Fluopyram | Fluopyram-Benzamide | WD - Animal (2022) | Annex II (Support requested from EURLs) | Reg. (EU) 2021/1807; Applicable from: 03/11/2021 | Fluopyram (R) (R) Fluopyram - code 1000000 except 1040000: sum of fluopyram and fluopyram-benzamide (M25) expressed as fluopyram |  |  | MRM | MRM | No Data | Yes | [42 empty] | to be checked; standard tested; only
EURL reports pending | Plant | 1417 | Flupyradifuron | Flupyradifuron | WD - Plant (2022) |  | Reg. (EU) 2021/1842; Applicable from: 10/11/2021 | Flupyradifurone | 1A | Found in apples, aubergines, various berries, zucchinis, sweet peppers, spinaches, tomatoes, grapes, lettuces, cucumber, parsley leaves and watermelons. | MRM | MRM | Yes | Yes | [40 empty] | CF-35 & CF-36 was erroneously listed in the previous version
EURL reports pending | Plant | 221 | Fluquinconazole | Fluquinconazole | MACP - Plant (2022 ff) |  | Reg.(EU) 2019/1559 Applicable from: 07/04/2020 | Fluquinconazole (F) | Obligatory | All (see 'Products to be sampled in 2022'-sheet) | MRM | MRM | Yes | Yes | 0.002 | 0.25 | 97.9 | 98 | 14 | 510 | 7 | 0.01 | 0.125 | 90.2 | 90 | 11 | 87 | 7 | 0.01 | 0.05 | 84.3 | 86 | 10 | 26 | 1 | [15 empty] | FV2010-M1; FV2010-M4; FV2012-M6; FV2012-M7; FV2014-M11; FV2014-M16; FV2015-M17; FV2015-M18; FV2015-M19; FV2017-CEN; FV2017-M22; FV2018-M24; FV2018-M25; FV2019-M29; FV2019-M30; FV2019-M31; FV2019-M32; FV2019-M34; FV 2020-M35; FV 2020-M37; FV 2020-M38; FV 2020-M39; FV 2020-M42; FV 2021-M43 | Method Development, Method Validation, HRAMS Database, Analytical Observation | CF-3; CF-11; CF-12; CF-14; CF-22; CF-27; CF-28; CF-31A; CF-33; CF-35; CF-36; CF-(S1-S9) | Method Validation; Method Validation; Method Validation; Method Validation; Method Validation; Method Validation; Method Validation; Method Validation; Method Validation; Method Validation; Method Validation; Screening Report
EURL reports pending | Animal | 221 | Fluquinconazole | Fluquinconazole | WD - Animal (2022) | Annex IV (few findings) | Reg.(EU) 2019/1559 Applicable from: 07/04/2020 | Fluquinconazole (F) | 1A | Relevant for cows’ milk, liver and butter | MRM | MRM | Yes | Yes | [41 empty] | AO-M05; AO-M06; AO-M07; AO-M11; AO-M13; AO-M14; AO-M15; AO-M12; AO-M25; AO-M32; AO-M35 | Method Development; Method Validation
EURL reports pending | Plant | 226 | Flusilazole | Flusilazole | MACP - Plant (2022 ff) |  | Reg. (EU) No 703/2014; Applicable from: 16.01.2015 | Flusilazole (F) (R) | Obligatory | All (see 'Products to be sampled in 2022'-sheet) | MRM | MRM | Yes | Yes | 0.002 | 1.26 | 100 | 100 | 9 | 1626 | 12 | 0.01 | 0.25 | 94.5 | 95 | 8 | 106 | 7 | 0.01 | 0.05 | 78.8 | 84 | 18 | 26 | 1 | 0.03 | 0.15 | 88.9 | 90 | 9 | 32 | 1 | [8 empty] | FV 2020-M35; FV 2020-M37; FV 2020-M38; FV 2020-M39; FV 2020-M42; FV 2021-M43 | Analytical observation, Method development, Method Validation | CF-2; CF-3; CF-5; CF-12; CF-22; CF-26; CF-27; CF-28; CF-31A; CF-33; CF-35; CF-36; CF-(S1-S9) | Method Validation; Method Validation; Method Validation; Method Validation; Method Validation; Method Validation; Method Validation; Method Validation; Method Validation; Method Validation; Method Validation; Method Validation; Screening Report
EURL reports pending | Animal | 226 | Flusilazole | Flusilazole | WD - Animal (2022) | Annex IV (few findings) | Reg. (EU) No 703/2014; Applicable from: 16.01.2015 | Flusilazole (F) (R) (R) Flusilazole — code 1000000 except 1040000: Sum of flusilazole and its metabolite IN-F7321 ([bis-(4-fluorophenyl)methyl]silanol) expressed as flusilazole\n\rThe residue definition differs for the following combinations pesticide-code number: Flusilazole — code 1000000 except 1040000: Sum of flusilazole and its metabolite IN-F7321 ([bis-(4-fluorophenyl)methyl]silanol) expressed as flusilazole | 1A | Relevant for animal fat, kidney and liver | MRM | MRM | Yes | Yes | [41 empty] | AO-M05; AO-M06; AO-M07; AO-M11; AO-M13; AO-M14; AO-M15; AO-M12; AO-M25; AO-M32; AO-M35 | Method Development; Method Validation
EURL reports pending | Animal | 1768 | Flusilazole | Flusilazole (sum) | WD - Animal (2022) | Annex IV (few findings) | Reg. (EU) No 703/2014; Applicable from: 16.01.2015 | Flusilazole (F) (R) (R) Flusilazole — code 1000000 except 1040000: Sum of flusilazole and its metabolite IN-F7321 ([bis-(4-fluorophenyl)methyl]silanol) expressed as flusilazole\n\rThe residue definition differs for the following combinations pesticide-code number: Flusilazole — code 1000000 except 1040000: Sum of flusilazole and its metabolite IN-F7321 ([bis-(4-fluorophenyl)methyl]silanol) expressed as flusilazole | 1A | Relevant for animal fat, kidney and liver |  | MRM | Yes | Yes
EURL reports pending | Animal | 1467 | Flusilazole | IN-F7321 [bis-(4-fluorophenyl)methyl]silanol | WD - Animal (2022) | Annex IV (few findings) | Reg. (EU) No 703/2014; Applicable from: 16.01.2015 | Flusilazole (F) (R) (R) Flusilazole — code 1000000 except 1040000: Sum of flusilazole and its metabolite IN-F7321 ([bis-(4-fluorophenyl)methyl]silanol) expressed as flusilazole\n\rThe residue definition differs for the following combinations pesticide-code number: Flusilazole — code 1000000 except 1040000: Sum of flusilazole and its metabolite IN-F7321 ([bis-(4-fluorophenyl)methyl]silanol) expressed as flusilazole | 1A | Relevant for animal fat, kidney and liver | MRM | MRM | Yes | Yes
EURL reports pending | Plant | 1380 | Flutianil | Flutianil | WD - Plant (2022) | Annex II (Support requested from EURLs) | Reg. (EU) 2019/1015 Applicable from: 11/07/2019 | Flutianil | 1B |  | MRM | MRM | Yes | Yes | [38 empty] | CF-32 | Method Validation; Method Validation; Method Validation | CF-35 & CF-36 was erroneously listed in the previous version
EURL reports pending | Plant | 229 | Flutriafol | Flutriafol | MACP - Plant (2022 ff) |  | Reg. (EU) 2018/70; Applicable from: 06/02/2018 | Flutriafol | Obligatory | All (see 'Products to be sampled in 2022'-sheet) | MRM | MRM | Yes | Yes | 0.002 | 0.24 | 98.1 | 98 | 9 | 944 | 12 | 0.01 | 0.125 | 94.2 | 95 | 9 | 164 | 11 | 0.05 | 0.05 | 90 | 87 | 10 | 5 | 1 | 0.05 | 0.25 | 89.5 | 89 | 9 | 44 | 1 | [8 empty] | FV2010-M1; FV2010-M4; FV2012-M6; FV2012-M7; FV2014-M11; FV2014-M12; FV2014-M15; FV2014-M16; FV2015-M18; FV2015-M19; FV2017-CEN; FV2017-M22; FV2018-M24; FV2018-M25; FV2019-M29; FV2019-M30; FV2019-M32; FV2019-M34; FV 2020-M35; FV 2020-M37; FV 2020-M38; FV 2020-M39; FV 2020-M42; FV 2021-M43 | Method Development, Method Validation, HRAMS Database, Analytical Observation | CF-3; CF-11; CF-12; CF-14; CF-22; CF-27; CF-28; CF-31A; CF-33; CF-35; CF-36; CF-(S1-S9) | Method Validation; Method Validation; Method Validation; Method Validation; Method Validation; Method Validation; Method Validation; Method Validation; Method Validation; Method Validation; Method Validation; Screening Report
EURL reports pending | Plant | 1194 | Fluxapyroxad | Fluxapyroxad | MACP - Plant (2022 ff) |  | Reg. (EU) 2021/644; Applicable from: 10/11/2021 | Fluxapyroxad (F) | Obligatory | All (see 'Products to be sampled in 2022'-sheet) | MRM | MRM | Yes | Yes | 0.005 | 0.1 | 104 | 104 | 7 | 128 | 4 | 0.01 | 0.1 | 93 | 93 | 6 | 10 | 1 | 0.05 | 0.05 | 91 | 91 |  | 1 | 1 | [15 empty] | FV2014-M12; FV2018-M26; FV2019-M29; FV2019-M30; FV2019-M31; FV2019-M32; FV2019-M33; FV2019-M34 | Method Development, Method Validation | CF-13; CF-28 | Method Validation; Method Validation | CF-35 & CF-36 was erroneously listed in the previous version
EURL reports pending | Plant | 1194 | Fluxapyroxad | Fluxapyroxad | WD - Plant (2022) | Annex IV (few findings) | Reg. (EU) 2021/644; Applicable from: 10/11/2021 | Fluxapyroxad (F) | 1A | Found in apples, pears, cereals, cabbages, grapes, wine, lettuce, peaches, aubergines, tomatoes, sweet peppers, strawberries. | MRM | MRM | Yes | Yes | FV2014-M12, FV2018-M26, FV2019-M29, FV2019-M30, FV2019-M31, FV2019-M32, FV2019-M33, FV2019-M34 | Method Development, Method Validation | CF-13; CF-28 | Method Validation; Method Validation | [32 empty] | FV 2020-M37; FV 2020-M38; FV 2020-M39; FV 2020-M42 | Analytical observation, Method development, Method Validation |  |  | CF-35 & CF-36 was erroneously listed in the previous version
EURL reports pending | Plant | 232 | Folpet | Folpet | MACP - Plant (2022 ff) |  | Reg. (EU) 2018/832 Applicable from: 26/06/2018 | Folpet (sum of folpet and phtalimide, expressed as folpet) (R) | Obligatory | All (see 'Products to be sampled in 2022'-sheet) | MRM/SRM | MRM/SRM | Difficult | Difficult | 0.002 | 15 | 90.1 | 90 | 15 | 532 | 5 | 0.01 | 0.25 | 98 | 95 | 28 | 11 | 3 | 0.05 | 0.05 | 78 | 80 | 12 | 4 | 1 | 0.02 | 0.1 | 74.7 | 64 | 30 | 46 | 1 | [8 empty] | FV2010-M1; FV2010-M4; FV2012-M7; FV2015-M17; FV2017-M22; FV2018-M25; FV2019-M29; FV2019-M34 | Method Development, Method Validation, HRAMS Database | CF-28 | Method Validation | CF-35 & CF-36 was erroneously listed in the previous version |  |  | SRM-07; SRM 42 | Method Validation;Method Development
EURL reports pending | Plant | 1758 | Folpet | Folpet (Sum) | MACP - Plant (2022 ff) |  | Reg. (EU) 2018/832 Applicable from: 26/06/2018 | Folpet (sum of folpet and phtalimide, expressed as folpet) (R) | Obligatory | All (see 'Products to be sampled in 2022'-sheet) |  | MRM/SRM | [42 empty] | CF-35 & CF-36 was erroneously listed in the previous version |  |  | SRM-07; SRM-42 | Method Validation;Method Development
EURL reports pending | Plant | 1071 | Folpet | Phthalimide | MACP - Plant (2022 ff) |  | Reg. (EU) 2018/832 Applicable from: 26/06/2018 | Folpet (sum of folpet and phtalimide, expressed as folpet) (R) | Obligatory | All (see 'Products to be sampled in 2022'-sheet) | MRM | MRM/SRM | Yes | Yes | 0.01 | 0.167 | 90 | 91 | 14 | 32 | 2 | [7 empty] | 0.01 | 0.05 | 96 | 97 | 8 | 14 | 1 | [15 empty] | FV2017-M22; FV2018-M25; | HRAMS Database |  |  | CF-35 & CF-36 was erroneously listed in the previous version |  |  | SRM-07; SRM-42 | Method Validation;Method Development
EURL reports pending | Plant | 528 | Forchlorfenuron | Forchlorfenuron | WD - Plant (2022) |  | Reg. (EU) No 398/2014 Applicable from: 13/11/2014 | Forchlorfenuron | 1A | Found in table grapes, sweet peppers, kiwi. | MRM | MRM | No | Yes | [40 empty] | CF-35 & CF-36 was erroneously listed in the previous version
EURL reports pending | Plant | 1330 | Formetanate | Formetanate | MACP - Plant (2022 ff) |  | Regulation (EU) 2015/401; Applicable from: 14/08/2014 | Formetanate: Sum of formetanate and its salts expressed as formetanate(hydrochloride) | Obligatory | All (see 'Products to be sampled in 2022'-sheet) |  | MRM/SRM | No | Yes | 0.001 | 0.5 | 87 | 87 | 12 | 599 | 12 | 0.01 | 0.125 | 87.4 | 89 | 9 | 77 | 4 | 0.05 | 0.05 | 85 | 85 |  | 1 | 1 | [15 empty] | FV2010-M1; FV2012-M7; FV2014-M11; FV2014-M16; FV2015-M18; FV2015-M19; FV2017-CEN; FV2018-M24; FV2019-M32; FV2019-M34; FV 2020-M37; FV 2020-M39; FV 2020-M42 | Method Development, HRAMS Database, Analytical observation | CF-6; CF-29; CF-32 | Method Validation; Method Validation; Method Validation | CF-35 & CF-36 was erroneously listed in the previous version
EURL reports pending | Plant | 1181 | Fosetyl | Fosetyl | MACP - Plant (2022 ff) |  | Reg. (EU) 2021/1807; Applicable from: 03/11/2021 | Fosetyl-Al (sum of fosetyl, phosphonic acid and their salts, expressed as fosetyl) | Obligatory | All (see 'Products to be sampled in 2022'-sheet) | SRM | SRM | No | Yes | [28 empty] | 0.01 | 0.3 | 98.8 | 100 | 7 | 92 | 2 | [5 empty] | CF-35 & CF-36 was erroneously listed in the previous version |  |  | SRM-09 | Method Development; Method Validation
EURL reports pending | Plant | 237 | Fosetyl | Fosetyl (sum) | MACP - Plant (2022 ff) |  | Reg. (EU) 2021/1807; Applicable from: 03/11/2021 | Fosetyl-Al (sum of fosetyl, phosphonic acid and their salts, expressed as fosetyl) | Obligatory | All (see 'Products to be sampled in 2022'-sheet) |  | SRM | No | Yes | [40 empty] | CF-35 & CF-36 was erroneously listed in the previous version |  |  | SRM-09 | Method Development; Method Validation
EURL reports pending | Plant | 1410 | Fosetyl | Phosphonic Acid | MACP - Plant (2022 ff) |  | Reg. (EU) 2021/1807; Applicable from: 03/11/2021 | Fosetyl-Al (sum of fosetyl, phosphonic acid and their salts, expressed as fosetyl) | Obligatory | All (see 'Products to be sampled in 2022'-sheet) | SRM | SRM | No | Yes | [28 empty] | 0.05 | 300 | 102.5 | 102 | 10 | 144 | 2 | [5 empty] | CF-35 & CF-36 was erroneously listed in the previous version |  |  | SRM-09 | Method Development; Method Validation
EURL reports pending | Plant | 529 | Fosthiazate | Fosthiazate | MACP - Plant (2022 ff) |  | Reg. (EC) No 149/2008; Applicable from: 01.09.2008 | Fosthiazate | Obligatory | All (see 'Products to be sampled in 2022'-sheet) | MRM | MRM | Difficult | Yes | 0.002 | 2.5 | 98.5 | 98 | 8 | 948 | 12 | 0.01 | 0.125 | 95.4 | 96 | 7 | 147 | 11 | 0.05 | 0.05 | 80 | 77 | 15 | 5 | 1 | 0.005 | 0.05 | 98.4 | 99 | 14 | 45 | 1 | [8 empty] | FV2010-M1; FV2012-M7; FV2014-M11; FV2014-M15; FV2014-M16; FV2015-M18; FV2015-M19; FV2017-CEN; FV2017-M22; FV2018-M24; FV2018-M25; FV2019-M29; FV2019-M30; FV2019-M31; FV2019-M32; FV2019-M34; FV 2020-M35; FV 2020-M37; FV 2020-M38; FV 2020-M39; FV 2020-M42; FV 2021-M43 | Method Development, Method Validation, HRAMS Database, Analytical Observation | CF-6; CF-21; CF-22; CF-08; CF-31A; CF-33; CF-35; CF-36; CF-(S1-S9) | Method Validation; Method Validation; Method Validation; Method Validation; Method Validation; Method Validation; Method Validation; Method Validation; Screening Report
EURL reports pending | Plant | 241 | Glufosinate | Glufosinate | MACP - Plant (2022 ff) |  | Reg. (EU) 2016/1002; Applicable from: 14/01/2017 | Glufosinate-ammonium (sum of glufosinate, its salts, MPP and NAG expressed as glufosinate equivalents) | Obligatory | All (see 'Products to be sampled in 2022'-sheet) | SRM | SRM | No | Yes | [28 empty] | 0.02 | 0.1 | 98.8 | 100 | 11 | 66 | 1 | [5 empty] | CF-35 & CF-36 was erroneously listed in the previous version |  |  | SRM-09 | Method Development; Method Validation
EURL reports pending | Plant | 1246 | Glufosinate | Glufosinate (Sum) | MACP - Plant (2022 ff) |  | Reg. (EU) 2016/1002; Applicable from: 14/01/2017 | Glufosinate-ammonium (sum of glufosinate, its salts, MPP and NAG expressed as glufosinate equivalents) | Obligatory | All (see 'Products to be sampled in 2022'-sheet) |  | SRM | No | Yes | [28 empty] | 0.02 | 0.05 | 91.5 | 91 | 14 | 10 | 1 | [5 empty] | CF-35 & CF-36 was erroneously listed in the previous version |  |  | SRM-09 | Method Development; Method Validation
EURL reports pending | Animal | 241 | Glufosinate | Glufosinate | MACP - Animal (2022 ff) |  | Reg. (EU) 2016/1002; Applicable from: 14/01/2017 | Glufosinate-ammonium (sum of glufosinate, its salts, MPP and NAG expressed as glufosinate equivalents) | Obligatory | All (see 'Products to be sampled in 2022'-sheet) | SRM | SRM | No | Yes | [6 empty] | SRM-09 | Method Development; Method Validation | [35 empty] | SRM-25 | Method Development; Method Validation
EURL reports pending | Plant | 1197 | Glufosinate | MPPA | MACP - Plant (2022 ff) |  | Reg. (EU) 2016/1002; Applicable from: 14/01/2017 | Glufosinate-ammonium (sum of glufosinate, its salts, MPP and NAG expressed as glufosinate equivalents) | Obligatory | All (see 'Products to be sampled in 2022'-sheet) | SRM | SRM | No | Yes | [28 empty] | 0.02 | 0.1 | 96.8 | 95 | 13 | 72 | 1 | [5 empty] | CF-35 & CF-36 was erroneously listed in the previous version |  |  | SRM-09 | Method Development; Method Validation
EURL reports pending | Animal | 1246 | Glufosinate | Glufosinate (Sum) | MACP - Animal (2022 ff) |  | Reg. (EU) 2016/1002; Applicable from: 14/01/2017 | Glufosinate-ammonium (sum of glufosinate, its salts, MPP and NAG expressed as glufosinate equivalents) | Obligatory | All (see 'Products to be sampled in 2022'-sheet) |  | SRM | No | Yes | [6 empty] | SRM-09 | Method Development; Method Validation | [35 empty] | SRM-25 | Method Development; Method Validation
EURL reports pending | Plant | 1245 | Glufosinate | N-Acetyl Glufosinate | MACP - Plant (2022 ff) |  | Reg. (EU) 2016/1002; Applicable from: 14/01/2017 | Glufosinate-ammonium (sum of glufosinate, its salts, MPP and NAG expressed as glufosinate equivalents) | Obligatory | All (see 'Products to be sampled in 2022'-sheet) | SRM | SRM | No | Yes | [28 empty] | 0.02 | 0.1 | 100.8 | 101 | 8 | 66 | 1 | [5 empty] | CF-35 & CF-36 was erroneously listed in the previous version |  |  | SRM-09 | Method Development; Method Validation
EURL reports pending | Animal | 1197 | Glufosinate | MPPA | MACP - Animal (2022 ff) |  | Reg. (EU) 2016/1002; Applicable from: 14/01/2017 | Glufosinate-ammonium (sum of glufosinate, its salts, MPP and NAG expressed as glufosinate equivalents) | Obligatory | All (see 'Products to be sampled in 2022'-sheet) | SRM | SRM | No | Yes | [6 empty] | SRM-09 | Method Development; Method Validation | [35 empty] | SRM-25 | Method Development; Method Validation
EURL reports pending | Animal | 1245 | Glufosinate | N-Acetyl Glufosinate | MACP - Animal (2022 ff) |  | Reg. (EU) 2016/1002; Applicable from: 14/01/2017 | Glufosinate-ammonium (sum of glufosinate, its salts, MPP and NAG expressed as glufosinate equivalents) | Obligatory | All (see 'Products to be sampled in 2022'-sheet) | SRM | SRM | No | Yes | [6 empty] | SRM-09 | Method Development; Method Validation | [35 empty] | SRM-25 | Method Development; Method Validation
EURL reports pending | Plant | 800 | Glyphosate | AMPA | MACP - Plant (2022 ff) |  | - | Glyphosate (sum of glyphosate, AMPA and N-acetylglyphosate) [future residue definition] | Obligatory | All (see 'Products to be sampled in 2022'-sheet) | SRM | SRM | No | Yes | [28 empty] | 0.02 | 0.5 | 103 | 103 | 15 | 125 | 1 | [5 empty] | CF-35 & CF-36 was erroneously listed in the previous version |  |  | SRM-09 | Method Development; Method Validation
EURL reports pending | Animal | 800 | Glyphosate | AMPA | WD - Animal (2022) | Annex II (Support requested from EURLs) | - | Glyphosate (sum of glyphosate, AMPA and N-acetylglyphosate) [future residue definition] |  |  | SRM | SRM | No | Yes | [28 empty] | 0.02 | 0.5 | 103 | 103 | 15 | 125 | 1 | [8 empty] | SRM-25 | Method Validation
EURL reports pending | Plant | 800 | Glyphosate | AMPA | WD - Info needed for specific risk management questions | Annex I (risk management support) | - | Glyphosate (sum of glyphosate, AMPA and N-acetylglyphosate) [future residue definition] |  | information needed on residues in soyabean; also relevant for dried pulses (e.g. beans, lentils, chick peas), cereals (e.g. rye, oat, millet), buckwheat, oily seeds (e.g. flax seeds. chia seeds, sunflower seeds), dried mushrooms, citrus fruits. | SRM | SRM | No | Yes | [28 empty] | 0.02 | 0.5 | 103 | 103 | 15 | 125 | 1 | [5 empty] | CF-35 & CF-36 was erroneously listed in the previous version |  |  | SRM-09 | Method Development; Method Validation
EURL reports pending | Animal | 800 | Glyphosate | AMPA | MACP - Animal (2022 ff) |  | - | Glyphosate (sum of glyphosate, AMPA and N-acetylglyphosate) [future residue definition] | Obligatory | All (see 'Products to be sampled in 2022'-sheet) | SRM | SRM | No | Yes | [43 empty] | SRM-25 | Method Validation
EURL reports pending | Plant | 242 | Glyphosate | Glyphosate | MACP - Plant (2022 ff) |  | Reg. (EU) No 293/2013; Applicable from: 06.04.2013 | Glyphosate | Obligatory | All (see 'Products to be sampled in 2022'-sheet) | SRM | SRM | No | Yes | [28 empty] | 0.01 | 6 | 101 | 100 | 11 | 218 | 3 | [5 empty] | CF-35 & CF-36 was erroneously listed in the previous version |  |  | SRM-09 | Method Development; Method Validation
EURL reports pending | Honey | 800 | Glyphosate | AMPA | WD - Honey (2022) | Annex VII | - | Glyphosate (sum of glyphosate, AMPA and N-acetylglyphosate) [future residue definition] |  | Honey | SRM | SRM | No | Yes | [28 empty] | 0.02 | 0.5 | 103 | 103 | 15 | 125 | 1 | [8 empty] | SRM-09 | Method Development; Method Validation
EURL reports pending | Animal | 242 | Glyphosate | Glyphosate | WD - Animal (2022) | Annex II (Support requested from EURLs) | Reg. (EU) No 293/2013; Applicable from: 06.04.2013 | Glyphosate |  |  | SRM | SRM | No | Yes | [28 empty] | 0.01 | 6 | 101 | 100 | 11 | 218 | 3 | [8 empty] | SRM-25 | Method Validation
EURL reports pending | Plant | 242 | Glyphosate | Glyphosate | WD - Info needed for specific risk management questions | Annex I (risk management support) | Reg. (EU) No 293/2013; Applicable from: 06.04.2013 | Glyphosate |  | information needed on residues in soyabean; also relevant for dried pulses (e.g. beans, lentils, chick peas), cereals (e.g. rye, oat, millet), buckwheat, oily seeds (e.g. flax seeds. chia seeds, sunflower seeds), dried mushrooms, citrus fruits. | SRM | SRM | No | Yes | [28 empty] | 0.01 | 6 | 101 | 100 | 11 | 218 | 3 | [5 empty] | CF-35 & CF-36 was erroneously listed in the previous version |  |  | SRM-09 | Method Development; Method Validation
EURL reports pending | Animal | 242 | Glyphosate | Glyphosate | MACP - Animal (2022 ff) |  | Reg. (EU) No 293/2013; Applicable from: 06.04.2013 | Glyphosate | Obligatory | All (see 'Products to be sampled in 2022'-sheet) | SRM | SRM | No | Yes | [43 empty] | SRM-25 | Method Validation
EURL reports pending | Plant | 1884 | Glyphosate | Glyphosate (sum of glyphosate, AMPA and N-acetylglyphosate) [future residue definition] | MACP - Plant (2022 ff) |  | - | Glyphosate (sum of glyphosate, AMPA and N-acetylglyphosate) [future residue definition] | Obligatory | All (see 'Products to be sampled in 2022'-sheet) |  | SRM | No | Yes | [28 empty] | 0.01 | 6 | 101 | 100 | 11 | 218 | 3 | [5 empty] | CF-35 & CF-36 was erroneously listed in the previous version |  |  | SRM-09 | Method Development; Method Validation
EURL reports pending | Honey | 242 | Glyphosate | Glyphosate | WD - Honey (2022) | Annex VII | Reg. (EU) No 293/2013; Applicable from: 06.04.2013 | Glyphosate |  | Honey | SRM | SRM | No | Yes | [28 empty] | 0.01 | 6 | 101 | 100 | 11 | 218 | 3 | [8 empty] | SRM-09 | Method Development; Method Validation
EURL reports pending | Animal | 1884 | Glyphosate | Glyphosate (sum of glyphosate, AMPA and N-acetylglyphosate) [future residue definition] | WD - Animal (2022) | Annex II (Support requested from EURLs) | - | Glyphosate (sum of glyphosate, AMPA and N-acetylglyphosate) [future residue definition] |  |  |  | SRM | No | Yes | [28 empty] | 0.01 | 6 | 101 | 100 | 11 | 218 | 3 | [8 empty] | SRM-25 | Method Validation
EURL reports pending | Plant | 1884 | Glyphosate | Glyphosate (sum of glyphosate, AMPA and N-acetylglyphosate) [future residue definition] | WD - Info needed for specific risk management questions | Annex I (risk management support) | - | Glyphosate (sum of glyphosate, AMPA and N-acetylglyphosate) [future residue definition] |  | information needed on residues in soyabean; also relevant for dried pulses (e.g. beans, lentils, chick peas), cereals (e.g. rye, oat, millet), buckwheat, oily seeds (e.g. flax seeds. chia seeds, sunflower seeds), dried mushrooms, citrus fruits. |  | SRM | No | Yes | [28 empty] | 0.01 | 6 | 101 | 100 | 11 | 218 | 3 | [5 empty] | CF-35 & CF-36 was erroneously listed in the previous version |  |  | SRM-09 | Method Development; Method Validation
EURL reports pending | Animal | 1884 | Glyphosate | Glyphosate (sum of glyphosate, AMPA and N-acetylglyphosate) [future residue definition] | MACP - Animal (2022 ff) |  | - | Glyphosate (sum of glyphosate, AMPA and N-acetylglyphosate) [future residue definition] | Obligatory | All (see 'Products to be sampled in 2022'-sheet) |  | SRM | No | Yes | [43 empty] | SRM-25 | Method Validation
EURL reports pending | Plant | 1481 | Glyphosate | N-Acetyl Glyphosate | MACP - Plant (2022 ff) |  | - | Glyphosate (sum of glyphosate, AMPA and N-acetylglyphosate) [future residue definition] | Obligatory | All (see 'Products to be sampled in 2022'-sheet) | SRM | SRM | No | Yes | [28 empty] | 0.01 | 0.25 | 104.6 | 105 | 8 | 113 | 1 | [5 empty] | CF-35 & CF-36 was erroneously listed in the previous version |  |  | SRM-09 | Method Development; Method Validation
EURL reports pending | Honey | 1884 | Glyphosate | Glyphosate (sum of glyphosate, AMPA and N-acetylglyphosate) [future residue definition] | WD - Honey (2022) | Annex VII | - | Glyphosate (sum of glyphosate, AMPA and N-acetylglyphosate) [future residue definition] |  | Honey |  | SRM | No | Yes | [28 empty] | 0.01 | 6 | 101 | 100 | 11 | 218 | 3 | [8 empty] | SRM-09 | Method Development; Method Validation
EURL reports pending | Animal | 1481 | Glyphosate | N-Acetyl Glyphosate | WD - Animal (2022) | Annex II (Support requested from EURLs) | - | Glyphosate (sum of glyphosate, AMPA and N-acetylglyphosate) [future residue definition] |  |  | SRM | SRM | No | Yes | [28 empty] | 0.01 | 0.25 | 104.6 | 105 | 8 | 113 | 1 | [8 empty] | SRM-25 | Method Validation
EURL reports pending | Plant | 1481 | Glyphosate | N-Acetyl Glyphosate | WD - Info needed for specific risk management questions | Annex I (risk management support) | - | Glyphosate (sum of glyphosate, AMPA and N-acetylglyphosate) [future residue definition] |  | information needed on residues in soyabean; also relevant for dried pulses (e.g. beans, lentils, chick peas), cereals (e.g. rye, oat, millet), buckwheat, oily seeds (e.g. flax seeds. chia seeds, sunflower seeds), dried mushrooms, citrus fruits. | SRM | SRM | No | Yes | [28 empty] | 0.01 | 0.25 | 104.6 | 105 | 8 | 113 | 1 | [5 empty] | CF-35 & CF-36 was erroneously listed in the previous version |  |  | SRM-09 | Method Development; Method Validation
EURL reports pending | Animal | 1481 | Glyphosate | N-Acetyl Glyphosate | MACP - Animal (2022 ff) |  | - | Glyphosate (sum of glyphosate, AMPA and N-acetylglyphosate) [future residue definition] | Obligatory | All (see 'Products to be sampled in 2022'-sheet) | SRM | SRM | No | Yes | [43 empty] | SRM-25 | Method Validation
EURL reports pending | Honey | 1481 | Glyphosate | N-Acetyl Glyphosate | WD - Honey (2022) | Annex VII | - | Glyphosate (sum of glyphosate, AMPA and N-acetylglyphosate) [future residue definition] |  | Honey | SRM | SRM | No | Yes | [28 empty] | 0.01 | 0.25 | 104.6 | 105 | 8 | 113 | 1 | [8 empty] | SRM-09 | Method Development; Method Validation
EURL reports pending | Plant | 244 | Guazatine | Guazatine (sum) | WD - Plant (2022) | Annex II (Support requested from EURLs) | Reg. (EU) 2015/1910; Applicable from: 13/05/2016 | Guazatine (guazatine acetate, sum of components) |  | Especially relevant for citrus fruits and cereals based on use pattern | SRM | SRM | No | Yes | [40 empty] | CF-35 & CF-36 was erroneously listed in the previous version |  |  | SRM-38 | Anal. Observ. Report
EURL reports pending | Plant | 245 | Haloxyfop | Haloxyfop (incl. Haloxafop-R) | MACP - Plant (2022 ff) |  | Reg. (EU) 2017/1016; Applicable from: 11/07/2017 | Haloxyfop (Sum of haloxyfop, its esters, salts and conjugates expressed as haloxyfop (sum of the R- and S- isomers at any ratio)) (F) (R) | Obligatory (certain commodities) | It shall only be analysed in and on strawberries and head cabbages in 2022; in and on dried beans in 2023; in and on broccoli, grapefruits, sweet peppers and wheat in 2024. | MRM/SRM | SRM | No | Yes | 0.002 | 0.4 | 101 | 98 | 17 | 1145 | 12 | 0.01 | 0.125 | 93.8 | 94 | 9 | 31 | 3 | 0.05 | 0.05 | 72 | 76 | 9 | 3 | 1 | [15 empty] | FV2010-M4; FV2012-M7; FV2014-M11; FV2014-M12; FV2014-M16; FV2015-M18; FV2015-M19; FV2017-CEN; FV2018-M24; FV2018-M27; FV2019-M29; FV2019-M30; FV2019-M32; FV2019-M34; FV 2020-M38; FV 2020-M39; FV 2020-M42 | Method Development, Method Validation, Analytical observation, HRAMS Database | CF-13; CF-28 | Method Validation; Method Validation | CF-35 & CF-36 was erroneously listed in the previous version |  |  | SRM-02 | Anal. Observ. Report
EURL reports pending | Plant | 1682 | Haloxyfop | Haloxyfop incl. Haloxyfop-R (sum, following hydrolysis) | MACP - Plant (2022 ff) |  | Reg. (EU) 2017/1016; Applicable from: 11/07/2017 | Haloxyfop (Sum of haloxyfop, its esters, salts and conjugates expressed as haloxyfop (sum of the R- and S- isomers at any ratio)) (F) (R) | Obligatory (certain commodities) | It shall only be analysed in and on strawberries and head cabbages in 2022; in and on dried beans in 2023; in and on broccoli, grapefruits, sweet peppers and wheat in 2024. |  | SRM | No | [41 empty] | CF-35 & CF-36 was erroneously listed in the previous version |  |  | SRM-43 | Anal. Observ. Report
EURL reports pending | Animal | 245 | Haloxyfop | Haloxyfop (incl. Haloxafop-R) | WD - Animal (2022) | Annex II (Support requested from EURLs); Annex IV (few findings) | Reg. (EU) 2017/1016; Applicable from: 11/07/2017 | Haloxyfop — code 1000000 except 1040000: Sum of haloxyfop, its salts and conjugates expressed as haloxyfop (sum of the R- and S- isomers at any ratio) | 2A | Relevant for cows’ milk, kidney, liver, butter and poultry fat. | MRM/SRM | SRM | No | Yes | [41 empty] | AO-M6; AO-M27 | Method Developmen; Method Validation | SRM-43 | Anal. Observ. Report
EURL reports pending | Animal | 1682 | Haloxyfop | Haloxyfop incl. Haloxafop-R (sum; following hydrolysis) | WD - Animal (2022) | Annex II (Support requested from EURLs); Annex IV (few findings) | Reg. (EU) 2017/1016; Applicable from: 11/07/2017 | Haloxyfop — code 1000000 except 1040000: Sum of haloxyfop, its salts and conjugates expressed as haloxyfop (sum of the R- and S- isomers at any ratio) | 2A | Relevant for cows’ milk, kidney, liver, butter and poultry fat. |  | SRM | No | Yes | [43 empty] | SRM-43 | Anal. Observ. Report
EURL reports pending | Plant | 669 | Heptachlor | Heptachlor | WD - Plant (2022) | Annex IV (few findings) | Reg. (EC) No 149/2008; Applicable from: 01.09.2008 | Heptachlor (sum of heptachlor and heptachlor epoxide expressed as heptachlor) (F) | 1A |  | MRM | MRM | Yes | No | 0.01 | 0.2 | 102 | 101 | 12 | 595 | 7 | 0.05 | 0.25 | 78.5 | 80 | 24 | 6 | 2 | 0.01 | 0.05 | 91.5 | 92 | 7 | 6 | 1 | [15 empty] | FV2010-M4; FV2014-M11; FV2017-M22; FV2018-M25; FV2018-M28; FV2019-M33; FV2019-M34; FV 2020-M35; FV 2021-M43 | Method Development, Method Validation, HRAMS Database, Analytical Observation | CF-2; CF-27; CF-28; CF-33 | Method Validation; Method Validation; Method Validation; Method Validation | CF-35 & CF-36 was erroneously listed in the previous version
EURL reports pending | Animal | 669 | Heptachlor | Heptachlor | MACP - Animal (2022 ff) |  | Reg. (EC) No 149/2008; Applicable from: 01.09.2008 | Heptachlor (sum of heptachlor and heptachlor epoxide expressed as heptachlor) (F) | Obligatory | All (see 'Products to be sampled in 2022'-sheet) | MRM | MRM | Yes | No | [41 empty] | AO-M14; AO-M15; AO-M12; AO-M24; AO-M25; AO-M34 | Method Development; Method Validation
EURL reports pending | Plant | 249 | Heptachlor | Heptachlor (sum) | WD - Plant (2022) | Annex IV (few findings) | Reg. (EC) No 149/2008; Applicable from: 01.09.2009 | Heptachlor (sum of heptachlor and heptachlor epoxide expressed as heptachlor) (F) | 1A |  |  | MRM | Yes | No | [36 empty] | See single components |  | See single components |  | CF-35 & CF-36 was erroneously listed in the previous version
EURL reports pending | Animal | 249 | Heptachlor | Heptachlor (sum) | MACP - Animal (2022 ff) |  | Reg. (EC) No 149/2008; Applicable from: 01.09.2008 | Heptachlor (sum of heptachlor and heptachlor epoxide expressed as heptachlor) (F) | Obligatory | All (see 'Products to be sampled in 2022'-sheet) |  | MRM | Yes | No | [41 empty] | AO-M02; AO-M14; AO-M15; AO-M12; AO-M25; AO-M34; AO-M36 | Method Development; Method Validation
EURL reports pending | Plant | 856 | Heptachlor | Heptachlorepoxid (sum) | WD - Plant (2022) | Annex IV (few findings) | Reg. (EC) No 149/2008; Applicable from: 01.09.2010 | Heptachlor (sum of heptachlor and heptachlor epoxide expressed as heptachlor) (F) | 1A |  |  | MRM | Yes | No | 0.002 | 0.1 | 102.4 | 102 | 11 | 55 | 1 | 0.01 | 0.1 | 74.9 | 75 | 3 | 9 | 1 | [22 empty] | FV2010-M4; FV 2020-M35 | Method Development | CF-27; CF-33 | Method Validation; Method Validation | CF-35 & CF-36 was erroneously listed in the previous version
EURL reports pending | Animal | 856 | Heptachlor | Heptachlorepoxid (sum) | MACP - Animal (2022 ff) |  | Reg. (EC) No 149/2008; Applicable from: 01.09.2008 | Heptachlor (sum of heptachlor and heptachlor epoxide expressed as heptachlor) (F) | Obligatory | All (see 'Products to be sampled in 2022'-sheet) |  | MRM | Yes | No | [41 empty] | AO-M02; AO-M14; AO-M15; AO-M12; AO-M25; AO-M34; AO-M36 | Method Development; Method Validation
EURL reports pending | Plant | 675 | Heptachlor | Heptachlorepoxid, cis- | WD - Plant (2022) | Annex IV (few findings) | Reg. (EC) No 149/2008; Applicable from: 01.09.2011 | Heptachlor (sum of heptachlor and heptachlor epoxide expressed as heptachlor) (F) | 1A |  | MRM | MRM | Yes | No | 0.01 | 0.2 | 100.7 | 101 | 12 | 989 | 12 | 0.25 | 0.25 | 93 | 92 | 16 | 5 | 1 | 0.01 | 0.05 | 90 | 87 | 5 | 3 | 1 | [15 empty] | FV2017-M22; FV2018-M25; FV2018-M26 | Method Validation, HRAMS Database | CF-29; CF-31A | Method Validation; Method Validation | CF-35 & CF-36 was erroneously listed in the previous version
EURL reports pending | Animal | 675 | Heptachlor | Heptachlorepoxid, cis- | MACP - Animal (2022 ff) |  | Reg. (EC) No 149/2008; Applicable from: 01.09.2008 | Heptachlor (sum of heptachlor and heptachlor epoxide expressed as heptachlor) (F) | Obligatory | All (see 'Products to be sampled in 2022'-sheet) | MRM | MRM | Yes | No | [41 empty] | AO-M02; AO-M14; AO-M15; AO-M12; AO-M25; AO-M33; AO-M34; AO-M36 | Method Development; Method Validation
EURL reports pending | Plant | 676 | Heptachlor | Heptachlorepoxid, trans- | WD - Plant (2022) | Annex IV (few findings) | Reg. (EC) No 149/2008; Applicable from: 01.09.2012 | Heptachlor (sum of heptachlor and heptachlor epoxide expressed as heptachlor) (F) | 1A |  | MRM | MRM | Yes | No | 0.01 | 0.25 | 100 | 100 | 13 | 918 | 11 | 0.05 | 0.25 | 87.8 | 85 | 24 | 6 | 2 | 0.05 | 0.05 | 104.5 | 105 | 22 | 2 | 1 | [15 empty] | FV2017-M22; FV2018-M25; FV2018-M26 | Method Validation, HRAMS Database | CF-29; CF-31A | Method Validation; Method Validation | CF-35 & CF-36 was erroneously listed in the previous version
EURL reports pending | Animal | 676 | Heptachlor | Heptachlorepoxid, trans- | MACP - Animal (2022 ff) |  | Reg. (EC) No 149/2008; Applicable from: 01.09.2008 | Heptachlor (sum of heptachlor and heptachlor epoxide expressed as heptachlor) (F) | Obligatory | All (see 'Products to be sampled in 2022'-sheet) | MRM | MRM | Yes | No | [41 empty] | AO-M02; AO-M14; AO-M15; AO-M12; AO-M25; AO-M34; AO-M36 | Method Development; Method Validation
EURL reports pending | Animal | 246 | Hexachlorobenzene | Hexachlorobenzene | MACP - Animal (2022 ff) |  | Reg. (EU) 2016/1866; Applicable from: 10/05/2017 | Hexachlorobenzene (F) | Obligatory | All (see 'Products to be sampled in 2022'-sheet) | MRM | MRM | Yes | No | [41 empty] | AO-M02; AO-M14; AO-M15; AO-M12; AO-M24; AO-M25; AO-M33; AO-M34; AO-M36 | Method Development; Method Validation
EURL reports pending | Animal | 672 | Hexachlorocyclohexane, alpha- | Hexachlorocyclohexane, alpha- | MACP - Animal (2022 ff) |  | Reg. (EC) No 2017/978; Applicable from: 04.01.2018 | Hexachlorocyclohexane (HCH), alpha-isomer (F) | Obligatory | All (see 'Products to be sampled in 2022'-sheet) | MRM | MRM | Yes | No | [41 empty] | AO-M02; AO-M12; AO-M25; AO-M33; AO-M34; AO-M36 | Method Validation
EURL reports pending | Animal | 673 | Hexachlorocyclohexane, beta- | Hexachlorocyclohexane, beta- | MACP - Animal (2022 ff) |  | Reg. (EC) No 2017/978; Applicable from: 04.01.2018 | Hexachlorocyclohexane (HCH), beta-isomer (F) | Obligatory | All (see 'Products to be sampled in 2022'-sheet) | MRM | MRM | Yes | No | [41 empty] | AO-M02; AO-M12; AO-M25; AO-M33; AO-M34; AO-M36 | Method Validation
EURL reports pending | Animal | 248 | Hexachlorocyclohexane, gamma- (Lindane) | Hexachlorocyclohexane, gamma- (Lindane) | MACP - Animal (2022 ff) |  | Reg. (EC) No 2017/978; Applicable from: 04/01/2018 | Lindane (Gamma-isomer of hexachlorocyclohexane (HCH)) (F) | Obligatory | All (see 'Products to be sampled in 2022'-sheet) | MRM | MRM | Yes | No | [41 empty] | AO-M02; AO-M12; AO-M25; AO-M33; AO-M34; AO-M36 | Method Validation
EURL reports pending | Plant | 251 | Hexaconazole | Hexaconazole | MACP - Plant (2022 ff) |  | Reg. (EU) No 899/2012; Applicable from: 26.04.2013 | Hexaconazole | Obligatory | All (see 'Products to be sampled in 2022'-sheet) | MRM | MRM | Yes | Yes | 0.002 | 1 | 96 | 96 | 9 | 982 | 12 | 0.01 | 0.125 | 81.3 | 81 | 9 | 95 | 6 | 0.05 | 0.05 | 108 | 108 | 7 | 3 | 1 | 0.015 | 0.075 | 86 | 88 | 16 | 47 | 1 | [8 empty] | FV2010-M1; FV2010-M4; FV2012-M7; FV2013-M10; FV2014-M11; FV2014-M12; FV2014-M15; FV2014-M16; FV2015-M17; FV2015-M18; FV2015-M19; FV2017-CEN; FV2017-M22; FV2018-M24; FV2018-M25; FV2018-M28; FV2019-M29; FV2019-M30; FV2019-M31; FV2019-M32; FV2019-M34; FV 2020-M35; FV 2020-M37; FV 2020-M38; FV 2020-M39; FV 2020-M42; FV 2021-M43 | Method Development, Method Validation, HRAMS Database, Analytical Observation | CF-3; CF-11; CF-14; CF-27; CF-28; CF-31A; CF-33; CF-35; CF-36; CF-(S1-S9) | Method Validation; Method Validation; Method Validation; Method Validation; Method Validation; Method Validation; Method Validation; Method Validation; Method Validation; Screening Report
EURL reports pending | Plant | 253 | Hexythiazox | Hexythiazox | MACP - Plant (2022 ff) |  | Reg. (EU) No 592/2012; Applicable from: 26.07.2012 | Hexythiazox | Obligatory | All (see 'Products to be sampled in 2022'-sheet) | MRM | MRM | Difficult | Yes | 0.001 | 1.11 | 97.9 | 97 | 11 | 1230 | 9 | 0.01 | 0.125 | 71.8 | 72 | 8 | 100 | 7 | 0.05 | 0.05 | 106 | 106 | 3 | 3 | 1 | [15 empty] | FV2010-M1; FV2010-M4; FV2012-M6; FV2012-M7; FV2014-M11; FV2014-M12; FV2014-M16; FV2015-M18; FV2015-M19; FV2017-CEN; FV2018-M24; FV2019-M29; FV2019-M30; FV2019-M31; FV2019-M32; FV2019-M34; FV 2020-M37; FV 2020-M38; FV 2020-M39; FV 2020-M42 | Method Development, Method Validation, HRAMS Database, Analytical observation | CF-15; CF-21; CF-22; CF-26; CF-28; CF-31A; CF-35; CF-36; CF-(S1-S9) | Method Validation; Method Validation; Method Validation; Method Validation; Method Validation; Method Validation; Method Validation; Method Validation; Screening Report
EURL reports pending | Plant | 255 | Imazalil | Imazalil | MACP - Plant (2022 ff) |  | Reg. (EU) 2020/856 Applicable from: 09/07/2020 | Imazalil (any ratio of constituent isomers) (R) | Obligatory | All (see 'Products to be sampled in 2022'-sheet) | MRM | MRM | Difficult | Yes | 0.002 | 6 | 96.5 | 96 | 11 | 2215 | 18 | 0.01 | 0.125 | 76.8 | 76 | 15 | 107 | 5 | 0.05 | 0.05 | 84 | 88 | 19 | 3 | 1 | [15 empty] | FV2010-M1; FV2010-M4; FV2012-M7; FV2013-M8; FV2014-M11; FV2014-M12; FV2014-M15; FV2014-M16; FV2015-M18; FV2015-M19; FV2017-CEN; FV2018-M24; FV2019-M29; FV2019-M30; FV2019-M31; FV2019-M32; FV2019-M34; FV 2020-M38; FV 2020-M39; FV 2020-M42 | Method Development, Method Validation, HRAMS Database, Analytical observation | CF-12; CF-22; CF-27; CF-28; CF-31A; CF-33; CF-35; CF-36; CF-(S1-S9) | Method Validation; Method Validation; Method Validation; Method Validation; Method Validation; Method Validation; Method Validation; Method Validation; Screening Report
EURL reports pending | Plant | 256 | Imidacloprid | Imidacloprid | MACP - Plant (2022 ff) |  | Reg. (EU) No 491/2014; Applicable from: 05.06.2014 PROSPECTIVE: Reg. (EU) 2021/1881; Applicable from: 16/05/2022 | Imidacloprid | Obligatory | All (see 'Products to be sampled in 2022'-sheet) | MRM | MRM | No | Yes | 0.002 | 2 | 98 | 99 | 12 | 1632 | 10 | 0.01 | 0.125 | 98.5 | 99 | 9 | 71 | 4 | 0.05 | 0.05 | 102 | 101 | 6 | 3 | 1 | [15 empty] | FV2010-M1; FV2010-M4; FV2012-M6; FV2012-M7; FV2013-M8; FV2014-M11; FV2014-M12; FV2014-M15; FV2014-M16; FV2015-M18; FV2015-M19; FV2017-CEN; FV2018-M24; FV2019-M29; FV2019-M30; FV2019-M31; FV2019-M32; FV2019-M34; FV 2020-M37; FV 2020-M38; FV 2020-M39; FV 2020-M42 | Method Development, Method Validation, HRAMS Database, Analytical observation | CF-9; CF-12; CF-22; CF-26; CF-28; CF-31A; CF-33; CF-35; CF-36; CF-(S1-S9) | Method Validation; Method Validation; Method Validation; Method Validation; Method Validation; Method Validation; Method Validation; Method Validation; Method Validation; Screening Report
EURL reports pending | Honey | 256 | Imidacloprid | Imidacloprid | WD - Honey (2022) | Annex VII | Reg. (EU) No 491/2014; Applicable from: 05.06.2014 PROSPECTIVE: Reg. (EU) 2021/1881; Applicable from: 16/05/2022 | Imidacloprid |  | Honey | MRM | MRM | No | Yes | [41 empty] | AO-M09; AO-M28 | Method Development; Method Validation
EURL reports pending | Plant | 257 | Indoxacarb | Indoxacarb | MACP - Plant (2022 ff) |  | Reg. (EU) 2015/845; Applicable from: 24.06.2015 | Indoxacarb (sum of indoxacarb and its R enantiomer) (F) | Obligatory | All (see 'Products to be sampled in 2022'-sheet) | MRM | MRM | Yes | Yes | 0.001 | 0.4 | 101 | 101 | 11 | 1374 | 12 | 0.01 | 0.125 | 96.1 | 97 | 11 | 141 | 8 | 0.05 | 0.05 | 106 | 107 | 4 | 4 | 1 | 0.02 | 0.1 | 84.3 | 85 | 11 | 49 | 1 | [8 empty] | FV2010-M1; FV2010-M4; FV2012-M7; FV2014-M11; FV2014-M12; FV2014-M16; FV2015-M17; FV2015-M18; FV2015-M19; FV2017-CEN; FV2017-M22; FV2018-M24; FV2018-M25; FV2019-M29; FV2019-M30; FV2019-M31; FV2019-M32; FV2019-M34; FV 2020-M35; FV 2020-M37; FV 2020-M38; FV 2020-M39; FV 2020-M42; FV 2021-M43 | Method Development, Method Validation, HRAMS Database, Analytical Observation | CF-6; CF-21; CF-22; CF-27; CF-28; CF-31A; CF-35; CF-36; CF-(S1-S9) | Method Validation; Method Validation; Method Validation; Method Validation; Method Validation; Method Validation; Method Validation; Method Validation; Screening Report
EURL reports pending | Animal | 257 | Indoxacarb | Indoxacarb | MACP - Animal (2022 ff) |  | Reg. (EU) 2015/845; Applicable from: 24.06.2015 | Indoxacarb (sum of indoxacarb and its R enantiomer) (F) | Obligatory (certain commodities) | It shall only be analysed in and on milk in 2022 | MRM | MRM | Yes | Yes | [41 empty] | AO-M05; AO-M6; AO-M7; AO-M11; AO-M13; AO-M14; AO-M15; AO-M25; AO-M32; AO-M35 | Method Development; Method Validation
EURL reports pending | Plant | 258 | Ioxynil | Ioxynil | WD - Interest for Cumulative Risk Assessment | Annex III (cummulative) | Reg. (EU) 2019/91 Applicable from: 13/08/2019 | Ioxynil (sum of ioxynil and its salts, expressed as ioxynil) |  | especially relevant for cereals, leek, lettuce, tomatoes, chives and dill | MRM/SRM | SRM | No | Yes | 0.002 | 0.5 | 101 | 101 | 12 | 1629 | 9 | 0.01 | 0.125 | 95.2 | 97 | 11 | 38 | 3 | [22 empty] | FV2012-M7; FV2015-M18; FV2018-M24; FV2018-M26; FV2019-M30; FV2019-M31; FV2019-M33; FV 2020-M38; FV 2020-M39; FV 2020-M42 | Method Development, Method Validation, HRAMS Database, Analytical observation | CF-37 | Method Validation | CF-35 & CF-36 was erroneously listed in the previous version |  |  | SRM-43 | Anal. Observ. Report
EURL reports pending | Animal | 258 | Ioxynil | Ioxynil | WD - Animal (2022) | Annex IV (few findings); Annex II (Support requested from EURLs) | Reg. (EU) 2019/91 Applicable from: 13/08/2019 | Ioxynil (sum of ioxynil and its salts, expressed as ioxynil) | 2A | Relevant for ruminant fat, muscle, kidney and liver | MRM/SRM | SRM | No | Yes | [43 empty] | SRM-43 | Anal. Observ. Report
EURL reports pending | Plant | 259 | Iprodione | Iprodione | MACP - Plant (2022 ff) |  | Reg. (EU) 2019/38 Applicable from: 31/07/2019 | Iprodione (R) | Obligatory | All (see 'Products to be sampled in 2022'-sheet) | MRM | MRM | Difficult | Difficult | 0.002 | 20 | 100 | 99 | 12 | 1828 | 14 | 0.01 | 0.25 | 90 | 89 | 8 | 48 | 3 | 0.01 | 0.05 | 90.6 | 88 | 18 | 17 | 1 | 0.04 | 0.2 | 123.5 | 126 | 25 | 47 | 1 | [8 empty] | FV2010-M1; FV2010-M4; FV2012-M6; FV2012-M7; FV2013-M8; FV2013-M10; FV2014-M11; FV2014-M12; FV2014-M15; FV2014-M16; FV2015-M17; FV2015-M19; FV2017-M22; FV2018-M25; FV2019-M29; FV2019-M30; FV2019-M34; FV 2020-M35; FV 2020-M38; FV 2020-M42; FV 2021-M43 | Method Development, Method Validation, HRAMS Database, Analytical Observation | CF-11; CF-12; CF-14; CF-22; CF-27; CF-38; CF-31A; CF-33; CF-35; CF-36; CF-(S1-S9) | Method Validation; Method Validation; Method Validation; Method Validation; Method Validation; Method Validation; Method Validation; Method Validation; Method Validation; Method Validation; Screening Report
EURL reports pending | Honey | 259 | Iprodione | Iprodione | WD - Honey (2022) | Annex VII | Reg. (EU) 2019/38 Applicable from: 31/07/2019 | Iprodione (R) |  | Honey | MRM | MRM | Difficult | Difficult | [41 empty] | AO-M08 | Method Development
EURL reports pending | Plant | 260 | Iprovalicarb | Iprovalicarb | MACP - Plant (2022 ff) |  | Reg. (EU) No 777/2013; Applicable from: 06.03.2014 | Iprovalicarb | Obligatory | All (see 'Products to be sampled in 2022'-sheet) | MRM | MRM | Yes | Yes | 0.001 | 0.24 | 99.5 | 99 | 9 | 1184 | 10 | 0.01 | 0.125 | 88.2 | 89 | 7 | 56 | 4 | 0.05 | 0.05 | 97.5 | 98 | 2 | 2 | 1 | [15 empty] | FV2010-M1; FV2010-M4; FV2012-M6; FV2012-M7; FV2014-M11; FV2014-M12; FV2014-M15; FV2014-M16; FV2015-M17; FV2015-M18; FV2015-M19; FV2017-M22; FV2018-M24; FV2018-M25; FV2019-M29; FV2019-M30; FV2019-M31; FV2019-M32; FV2019-M34; FV 2020-M35; FV 2020-M37; FV 2020-M38; FV 2020-M39; FV 2020-M42; FV 2021-M43 | Method Development, Method Validation, HRAMS Database, Analytical Observation | CF-1; CF-15; CF-21; CF-22; CF-26; CF-27; CF-28; CF-31A; CF-33; CF-35; CF-36; CF-(S1-S9) | Method Validation; Method Validation; Method Validation; Method Validation; Method Validation; Method Validation; Method Validation; Method Validation; Method Validation; Method Validation; Method Validation; Screening Report
EURL reports pending | Plant | 695 | Isocarbophos | Isocarbophos | MACP - Plant (2022 ff) |  | - | _No specific RD established so far | Obligatory | All (see 'Products to be sampled in 2022'-sheet) | MRM | No Data | Yes | Yes | 0.01 | 0.2 | 96 | 96 | 16 | 258 | 7 | 0.025 | 0.125 | 103 | 102 | 8 | 13 | 3 | 0.05 | 0.05 | 97 | 97 |  | 1 | 1 | [15 empty] | FV2010-M4; FV2012-M6; FV2012-M7; FV2013-M8; FV2014-M11; FV2014-M16; FV2015-M19; FV2017-CEN; FV2017-M22; FV2018-M24; FV2018-M25; FV2019-M29; FV2019-M32; FV2019-M34; FV 2020-M39; FV 2020-M37; FV 2020-M42; FV 2021-M43 | Method Development, Method Validation, HRAMS Database, Analytical Observation | CF-16; CF-24; CF-28; CF-30 CF-(S1-S9) | Method Validation; Method Validation; Method Validation; Method Validation; Screening Report | CF-35 & CF-36 was erroneously listed in the previous version
EURL reports pending | Plant | 1386 | Isofetamid | Isofetamid | WD - Plant (2022) | Annex II (Support requested from EURLs) | Reg. (EU) 2020/856 Applicable from: 09/07/2020 | Isofetamid | 1A |  | MRM | MRM | Yes | Yes | [38 empty] | CF-37 | Method Validation | CF-35 & CF-36 was erroneously listed in the previous version
EURL reports pending | Plant | 263 | Isoprothiolane | Isoprothiolane | MACP - Plant (2022 ff) |  | Reg. (EU) 2019/552 Applicable from: 25/04/2019 | Isoprothiolane | Obligatory (certain commodities) | The substance shall not be analysed in or on any product in 2022 and 2024. It shall only be analysed in and on brown rice in 2023. | MRM | MRM | Yes | Yes | [36 empty] | FV2013-M9; FV2017-M22; FV2018-M25; FV2018-M28; FV2019-M29; FV2019-M31; FV2019-M32; FV2019-M34; FV 2020-M35; FV 2020-M37; FV 2020-M38; FV 2020-M39; FV 2020-M42 | Method Development, Method Validation, HRAMS Database, Analytical observation | CF-7; CF-9; CF-10; CF-11; CF-12; CF-14; CF-22; CF-28; CF-31A; CF-33; CF-35; CF-36; CF-(S1-S9) | Method Validation; Method Validation; Method Validation; Method Validation; Method Validation; Method Validation; Method Validation; Method Validation; Method Validation; Method Validation; Method Validation; Method Validation; Screening Report
EURL reports pending | Plant | 1189 | Isopyrazam | Isopyrazam | WD - Plant (2022) | Annex IV (few findings) | Reg. (EU) 2019/552 Applicable from: 25/04/2019 | Isopyrazam | 1A | Findings in apples, carrots, cereals (rye, barley), tomatoes | MRM | MRM | Yes | Yes | 0.01 | 0.1 | 100 | 101 | 13 | 136 | 2 | 0.01 | 0.1 | 90.5 | 90 | 6 | 10 | 1 | [22 empty] | FV2017-M22; FV2018-M25; FV2018-M26; FV2019-M33; FV2019-M34; FV 2020-M35; FV 2021-M43 | Method Development, Method Validation, HRAMS Database, Analytical Observation | CF-13; CF-28 | Method Validation; Method Validation | CF-35 & CF-36 was erroneously listed in the previous version
EURL reports pending | Plant | 534 | Isoxaflutole | Isoxaflutole | WD - Plant (2022) | Annex II (Support requested from EURLs) | Reg. (EU) 2015/845; Applicable from: 24.06.2015 | Isoxaflutole (sum of isoxaflutole and its diketonitrile-metabolite, expressed as isoxaflutole) | 2A |  | MRM | SRM | Yes | Yes | 0.01 | 0.2 | 102.2 | 103 | 19 | 468 | 3 | 0.125 | 0.125 | 117.1 | 118 | 16 | 9 | 1 | 0.05 | 0.05 | 91 | 91 |  | 1 | 1 | [15 empty] | FV2012-M7; FV2015-M18; FV2018-M24; FV2018-M26; FV2019-M30; FV2019-M31; FV2019-M32; FV2019-M33; FV2019-M34; FV 2020-M38; FV 2020-M39 | Method Development, Method Validation, HRAMS Database | CF-23B; CF-28 | Method Validation; Method Validation | CF-35 & CF-36 was erroneously listed in the previous version
EURL reports pending | Plant | 534 | Isoxaflutole | Isoxaflutole | WD - Interest for Cumulative Risk Assessment | Annex III (cummulative) | Reg. (EU) 2015/845; Applicable from: 24.06.2015 | Isoxaflutole (sum of isoxaflutole and its diketonitrile-metabolite, expressed as isoxaflutole) |  |  | MRM | SRM | Yes | Yes | 0.01 | 0.2 | 102.2 | 103 | 19 | 468 | 3 | 0.125 | 0.125 | 117.1 | 118 | 16 | 9 | 1 | 0.05 | 0.05 | 91 | 91 |  | 1 | 1 | [15 empty] | FV2012-M7; FV2015-M18; FV2018-M24; FV2018-M26; FV2019-M30; FV2019-M31; FV2019-M32; FV2019-M33; FV2019-M34; FV 2020-M38; FV 2020-M39 | Analytical Observations, Method Development, Method Validation, HRAMS Database | CF-23B; CF-28 | Method Validation; Method Validation | CF-35 & CF-36 was erroneously listed in the previous version
EURL reports pending | Plant | 1333 | Isoxaflutole | Isoxaflutole (sum) | WD - Plant (2022) | Annex II (Support requested from EURLs) | Reg. (EU) 2015/845; Applicable from: 24.06.2015 | Isoxaflutole (sum of isoxaflutole and its diketonitrile-metabolite, expressed as isoxaflutole) | 2A |  |  | SRM | Yes | Yes | [40 empty] | CF-35 & CF-36 was erroneously listed in the previous version
EURL reports pending | Plant | 1333 | Isoxaflutole | Isoxaflutole (sum) | WD - Interest for Cumulative Risk Assessment | Annex III (cummulative) | Reg. (EU) 2015/845; Applicable from: 24.06.2015 | Isoxaflutole (sum of isoxaflutole and its diketonitrile-metabolite, expressed as isoxaflutole) |  |  |  | SRM | Yes | Yes | [40 empty] | CF-35 & CF-36 was erroneously listed in the previous version
EURL reports pending | Plant | 1248 | Isoxaflutole | Isoxaflutole diketonitrile-metabolite (RPA 202248) | WD - Plant (2022) | Annex II (Support requested from EURLs) | Reg. (EU) 2015/845; Applicable from: 24.06.2015 | Isoxaflutole (sum of isoxaflutole and its diketonitrile-metabolite, expressed as isoxaflutole) | 2A |  | SRM | SRM | No | Yes | 0.1 | 0.1 | 98.5 | 99 | 2 | 2 | 1 | [7 empty] | 0.05 | 0.05 | 111 | 111 |  | 1 | 1 | [19 empty] | CF-35 & CF-36 was erroneously listed in the previous version |  |  | SRM-36 | Anal. Observ. Report concerning AO-Matrices | ist unser report für AO?
EURL reports pending | Plant | 1248 | Isoxaflutole | Isoxaflutole diketonitrile-metabolite (RPA 202248) | WD - Interest for Cumulative Risk Assessment | Annex III (cummulative) | Reg. (EU) 2015/845; Applicable from: 24.06.2015 | Isoxaflutole (sum of isoxaflutole and its diketonitrile-metabolite, expressed as isoxaflutole) |  |  | SRM | SRM | No | Yes | 0.1 | 0.1 | 98.5 | 99 | 2 | 2 | 1 | [7 empty] | 0.05 | 0.05 | 111 | 111 |  | 1 | 1 | [19 empty] | CF-35 & CF-36 was erroneously listed in the previous version |  |  | SRM-36 | Anal. Observ. Report concerning AO-Matrices | ist unser report für AO?
EURL reports pending | Plant | 269 | Kresoxim-Methyl | Kresoxim-Methyl | MACP - Plant (2022 ff) |  | Reg. (EU) 2020/856 Applicable from: 09/07/2020 | Kresoxim-methyl (R) | Obligatory | All (see 'Products to be sampled in 2022'-sheet) | MRM | MRM | Yes | Yes | 0.002 | 1 | 101 | 101 | 9 | 1849 | 14 | 0.01 | 0.25 | 96.5 | 95 | 8 | 51 | 2 | 0.01 | 0.05 | 77.4 | 82 | 15 | 23 | 1 | [15 empty] | FV2010-M1; FV2010-M4; FV2012-M7; FV2013-M8; FV2014-M11; FV2014-M12; FV2014-M15; FV2014-M16; FV2015-M17; FV2015-M18; FV2015-M19; FV2017-CEN; FV2017-M22; FV2018-M24; FV2018-M25; FV2018-M27; FV2019-M29; FV2019-M30; FV2019-M32; FV2019-M34; FV 2020-M42; FV 2020-M35; FV 2020-M37; FV 2020-M38; FV 2020-M39; FV 2021-M43 | Method Development, Method Validation, Analytical observation, HRAMS Database | CF-2; CF-11; CF-12; CF-14; CF-22; CF-27; CF-28; CF-31A; CF-33; CF-35; CF-36; CF-(S1-S9) | Method Validation; Method Validation; Method Validation; Method Validation; Method Validation; Method Validation; Method Validation; Method Validation; Method Validation; Method Validation; Method Validation; Screening Report
EURL reports pending | Plant | 272 | Linuron | Linuron | MACP - Plant (2022 ff) |  | Reg. (EU) 2019/58 Applicable from: 04/08/2019 | Linuron | Obligatory | All (see 'Products to be sampled in 2022'-sheet) | MRM | MRM | Difficult | Yes | 0.001 | 2.5 | 101.8 | 102 | 11 | 1364 | 7 | 0.01 | 0.125 | 90.7 | 91 | 7 | 130 | 7 | 0.05 | 0.05 | 126 | 126 | 18 | 2 | 1 | [15 empty] | FV2010-M1; FV2010-M4; FV2012-M6; FV2012-M7; FV2014-M11; FV2014-M12; FV2014-M15; FV2014-M16; FV2015-M18; FV2015-M19; FV2017-CEN; FV2018-M24; FV2018-M28; FV2019-M29; FV2019-M30; FV2019-M31; FV2019-M32; FV2019-M34; FV 2020-M37; FV 2020-M38; FV 2020-M39; FV 2020-M42 | Method Development, Method Validation, HRAMS Database, Analytical observation | CF-12; CF-22; CF-26; CF-28; CF-31A; CF-33; CF-35; CF-36; CF-(S1-S9) | Method Validation; Method Validation; Method Validation; Method Validation; Method Validation; Method Validation; Method Validation; Method Validation; Screening Report
EURL reports pending | Plant | 273 | Lufenuron | Lufenuron | MACP - Plant (2022 ff) |  | Reg. (EU) 2020/856 Applicable from: 09/07/2020 | Lufenuron (any ratio of constituent isomers) (F) | Obligatory | All (see 'Products to be sampled in 2022'-sheet) | MRM | MRM | No | Yes | 0.002 | 0.5 | 99 | 99 | 12 | 1090 | 9 | 0.01 | 0.125 | 92.9 | 95 | 11 | 36 | 3 | [22 empty] | FV2010-M1; FV2010-M4; FV2012-M7; FV2014-M12; FV2014-M16; FV2015-M18; FV2017-CEN; FV2018-M26; FV2019-M29; FV2019-M30; FV2019-M31; FV2019-M34; FV 2020-M37; FV 2020-M39; FV 2020-M42 | Method Development, Method Validation, HRAMS Database, Analytical observation | CF-6; CF-15; CF-21; CF-26; CF-31A; CF-32; CF-35; CF-36; CF-(S1-S9) | Method Validation; Method Validation; Method Validation; Method Validation; Method Validation; Method Validation; Method Validation; Method Validation; Screening Report
EURL reports pending | Plant | 274 | Malathion | Malaoxon | MACP - Plant (2022 ff) |  | Regulation (EU) 2015/399; Applicable from: 03.04.2015 | Malathion (sum of malathion and malaoxon expressed as malathion) | Obligatory | All (see 'Products to be sampled in 2022'-sheet) | MRM | MRM | Difficult | Yes | 0.002 | 1 | 100.5 | 101 | 11 | 1457 | 14 | 0.01 | 0.375 | 98 | 99 | 9 | 150 | 8 | 0.01 | 0.05 | 90.9 | 91 | 8 | 27 | 1 | [15 empty] | FV2012-M6; FV2012-M7; FV2014-M16; FV2017-CEN; FV2017-M22; FV2018-M24; FV2018-M25; FV 2020-M35; FV 2020-M39 | Method Development, Method Validation, HRAMS Database | CF-1; CF-12; CF-22; CF-26; CF-28; CF-31A; CF-33; CF-35; CF-36; CF-(S1-S9) | Method Validation; Method Validation; Method Validation; Method Validation; Method Validation; Method Validation; Method Validation; Method Validation; Method Validation; Screening Report
EURL reports pending | Plant | 275 | Malathion | Malathion | MACP - Plant (2022 ff) |  | Regulation (EU) 2015/399; Applicable from: 03.04.2015 | Malathion (sum of malathion and malaoxon expressed as malathion) | Obligatory | All (see 'Products to be sampled in 2022'-sheet) | MRM | MRM | Yes | Yes | 0.002 | 1 | 100.3 | 101 | 11 | 2696 | 19 | 0.01 | 0.375 | 96.2 | 96 | 8 | 151 | 7 | 0.01 | 0.05 | 80.5 | 82 | 10 | 24 | 1 | 0.005 | 0.05 | 96.1 | 96 | 7 | 32 | 1 | [8 empty] | FV2010-M1; FV2010-M4; FV2012-M6; FV2012-M7; FV2013-M8; FV2013-M10; FV2014-M11; FV2014-M12; FV2014-M15; FV2014-M16; FV2015-M17; FV2015-M19; FV2017-CEN; FV2017-M22; FV2018-M24; FV2018-M25; FV2018-M27; FV2019-M29; FV2019-M30; FV2019-M31; FV2019-M32; FV2019-M34; FV 2020-M35; FV 2020-M37; FV 2020-M38; FV 2020-M39; FV 2020-M42; FV 2021-M43 | Method Development, Method Validation, Analytical observation, HRAMS Database | CF-11; CF-12; CF-14; CF-22; CF-27; CF-28; CF-31A; CF-33; CF-35; CF-(S1-S9) | Method Validation; Method Validation; Method Validation; Method Validation; Method Validation; Method Validation; Method Validation; Method Validation; Method Validation; Screening Report | CF-36 was erroneously listed in the previous version
EURL reports pending | Plant | 758 | Malathion | Malathion (sum) | MACP - Plant (2022 ff) |  | Regulation (EU) 2015/399; Applicable from: 03.04.2015 | Malathion (sum of malathion and malaoxon expressed as malathion) | Obligatory | All (see 'Products to be sampled in 2022'-sheet) |  | MRM | Difficult | Yes | [36 empty] | See single components |  | See single components |  | CF-35 & CF-36 was erroneously listed in the previous version
EURL reports pending | Plant | 276 | Maleic hydrazide | Maleic hydrazide | WD - Plant (2022) | Annex II (Support requested from EURLs) | Reg. (EU) 2021/590; Applicable from: 03/05/2021 | Maleic hydrazide |  |  | SRM | SRM | No | Yes | [28 empty] | 0.02 | 0.05 | 103 | 103 | 11 | 10 | 1 | [5 empty] | CF-35 & CF-36 was erroneously listed in the previous version |  |  | SRM-09 | Method Development; Method Validation
EURL reports pending | Animal | 276 | Maleic hydrazide | Maleic hydrazide | WD - Animal (2022) | Annex II (Support requested from EURLs) | Reg. (EU) 2021/590; Applicable from: 03/05/2021 | Maleic hydrazide | 2B | Relevant for all commodities of animal origin. | SRM | SRM | No | Yes | [28 empty] | 0.02 | 0.05 | 103 | 103 | 11 | 10 | 1 | [8 empty] | SRM-25 | Method Validation
EURL reports pending | Plant | 916 | Mandipropamid | Mandipropamid | MACP - Plant (2022 ff) |  | Reg. (EU) 2020/1565; Applicable from: 17/11/2020 | Mandipropamid (any ratio of constituent isomers) | Obligatory | All (see 'Products to be sampled in 2022'-sheet) | MRM | MRM | Difficult | Yes | 0.002 | 0.24 | 102.6 | 103 | 9 | 684 | 9 | 0.01 | 0.125 | 99.4 | 99 | 9 | 88 | 5 | 0.05 | 0.05 | 98 | 98 | 20 | 2 | 1 | [15 empty] | FV2014-M11; FV2014-M15; FV2014-M16; FV2015-M18; FV2015-M19; FV2017-CEN; FV2018-M24; FV2019-M29; FV2019-M30; FV2019-M31; FV2019-M32; FV2019-M34; FV 2020-M37; FV 2020-M38; FV 2020-M39; FV 2020-M42 | Method Development, Method Validation, HRAMS Database, Analytical observation | CF-9; CF-28; CF-(S1-S9) | Method Validation; Method Validation; Screening Report | CF-35 & CF-36 was erroneously listed in the previous version
EURL reports pending | Plant | 1778 | Matrine | Matrine | WD - Plant (2022) |  | - | _No specific RD established so far | 2B | Found in honey, chilli peppers, mandarins, tomatoes and lettuces, teas and aromatic herbs. | SRM/MRM | SRM/MRM | Yes | Yes | [40 empty] | CF-35 & CF-36 was erroneously listed in the previous version |  |  | SRM-09 | Method Development; Method Validation
EURL reports pending | Plant | 1579 | Matrine | Oxymatrine | WD - Plant (2022) |  | - | _No specific RD established so far | 2B | Found in honey, mandarins, tomatoes and lettuces, teas and aromatic herbs | SRM/MRM | SRM/MRM | Yes | Yes | [40 empty] | CF-35 & CF-36 was erroneously listed in the previous version |  |  | SRM-09 | Method Development; Method Validation
EURL reports pending | Honey | 1778 | Matrine | Matrine | WD - Honey (2022) | Annex VII | - | _No specific RD established so far | 2B | Honey | SRM/MRM | SRM/MRM | Yes | Yes | [43 empty] | SRM-09 | Method Development; Method Validation
EURL reports pending |  | 1579 | Matrine | Oxymatrine | WD - Info needed for specific risk management questions |  | - | _No specific RD established so far | 2B | Information needed for honey. | SRM/MRM | SRM/MRM | Yes | Yes | [40 empty] | CF-35 & CF-36 was erroneously listed in the previous version |  |  | SRM-09 | Method Development; Method Validation
EURL reports pending | Honey | 1579 | Matrine | Oxymatrine | WD - Honey (2022) | Annex VII | - | _No specific RD established so far | 2B | Honey | SRM/MRM | SRM/MRM | Yes | Yes | [43 empty] | SRM-09 | Method Development; Method Validation
EURL reports pending | Plant | 279 | MCPA | MCPA | WD - Interest for Cumulative Risk Assessment | Annex III (cummulative) | Reg. (EU) No 491/2014; Applicable from: 05.06.2014 | MCPA and MCPB (MCPA, MCPB including their salts, esters and conjugates expressed as MCPA) (F) (R) |  | especially relevant for aubergines, cultivated fungi, head cabbage, table grapes, lettuce, peaches, wheat, rye and strawberries,chamomile, berries, cherries, mint, thyme, lentils paprika powder and tea | MRM/SRM | SRM | No | Yes | 0.002 | 0.5 | 98.7 | 98 | 9 | 1719 | 11 | 0.01 | 0.125 | 90.5 | 88 | 14 | 36 | 2 | [24 empty] | CF-1 | Method Validation | CF-35 & CF-36 was erroneously listed in the previous version |  |  | SRM-43 | Anal. Observ. Report
EURL reports pending | Plant | 1832 | MCPA | MCPA (Sum, following hydolysis) | WD - Interest for Cumulative Risk Assessment | Annex III (cummulative) | Reg. (EU) No 491/2014; Applicable from: 05.06.2014 | MCPA and MCPB (MCPA, MCPB including their salts, esters and conjugates expressed as MCPA) (F) (R) |  | especially relevant for aubergines, cultivated fungi, head cabbage, table grapes, lettuce, peaches, wheat, rye and strawberries,chamomile, berries, cherries, mint, thyme, lentils paprika powder and tea |  | SRM | No | Yes | [36 empty] | FV2019-M30; FV2019-M33; | Method Development, Method Validation |  |  | CF-35 & CF-36 was erroneously listed in the previous version |  |  | SRM-43 | Anal. Observ. Report
EURL reports pending | Plant | 1688 | MCPA | MCPA/MCPB (Sum, following hydolysis) | WD - Interest for Cumulative Risk Assessment | Annex III (cummulative) | Reg. (EU) No 491/2014; Applicable from: 05.06.2014 | MCPA and MCPB (MCPA, MCPB including their salts, esters and conjugates expressed as MCPA) (F) (R) |  | especially relevant for aubergines, cultivated fungi, head cabbage, table grapes, lettuce, peaches, wheat, rye and strawberries,chamomile, berries, cherries, mint, thyme, lentils paprika powder and tea |  | SRM | No | Yes | [40 empty] | CF-35 & CF-36 was erroneously listed in the previous version |  |  | SRM-43 | Anal. Observ. Report
EURL reports pending | Plant | 485 | MCPA | MCPB | WD - Interest for Cumulative Risk Assessment | Annex III (cummulative) | Reg. (EU) No 491/2014; Applicable from: 05.06.2014 | MCPA and MCPB (MCPA, MCPB including their salts, esters and conjugates expressed as MCPA) (F) (R) |  | especially relevant for aubergines, cultivated fungi, head cabbage, table grapes, lettuce, peaches, wheat, rye and strawberries,chamomile, berries, cherries, mint, thyme, lentils paprika powder and tea | MRM/SRM | SRM | No | Yes | 0.002 | 0.5 | 101.4 | 102 | 10 | 1356 | 8 | 0.01 | 0.125 | 93 | 93 | 9 | 37 | 2 | [22 empty] | FV2019-M33; | Method Validation |  |  | CF-35 & CF-36 was erroneously listed in the previous version |  |  | SRM-43 | Anal. Observ. Report
EURL reports pending | Plant | 1833 | MCPA | MCPB (Sum, following hydolysis) | WD - Interest for Cumulative Risk Assessment | Annex III (cummulative) | Reg. (EU) No 491/2014; Applicable from: 05.06.2014 | MCPA and MCPB (MCPA, MCPB including their salts, esters and conjugates expressed as MCPA) (F) (R) |  | especially relevant for aubergines, cultivated fungi, head cabbage, table grapes, lettuce, peaches, wheat, rye and strawberries,chamomile, berries, cherries, mint, thyme, lentils paprika powder and tea |  | SRM | No | Yes | 0.002 | 0.5 | 101.4 | 102 | 10 | 1356 | 8 | 0.01 | 0.125 | 93 | 93 | 9 | 37 | 2 | [26 empty] | CF-35 & CF-36 was erroneously listed in the previous version |  |  | SRM-43 | Anal. Observ. Report
EURL reports pending | Plant | 1640 | Mefentrifluconazole | Mefentrifluconazole | WD - Plant (2022) | Annex II (Support requested from EURLs) | Reg. (EU) 2021/590; Applicable from: 03/05/2021 | Mefentrifluconazole | 1A |  | MRM | MRM | Yes | Yes | [38 empty] | CF-32 | Method Validation | CF-35 & CF-36 was erroneously listed in the previous version
EURL reports pending | Animal | 1640 | Mefentrifluconazole | Mefentrifluconazole | WD - Animal (2022) | Annex II (Support requested from EURLs) | Reg. (EU) 2021/590; Applicable from: 03/05/2021 | Mefentrifluconazole | 1A |  | MRM | MRM | Yes | Yes
EURL reports pending | Plant | 284 | Mepanipyrim | Mepanipyrim | MACP - Plant (2022 ff) |  | Reg. (EU) 2016/486; Applicable from: 26/04/2016 | Mepanipyrim | Obligatory | All (see 'Products to be sampled in 2022'-sheet) | MRM | MRM | Yes | Yes | 0.002 | 0.2 | 100.3 | 100 | 10 | 1763 | 13 | 0.01 | 0.125 | 81.8 | 83 | 10 | 88 | 5 | 0.05 | 0.05 | 100.5 | 100 | 6 | 4 | 1 | 0.05 | 0.25 | 93.5 | 96 | 20 | 32 | 1 | [8 empty] | FV2010-M1; FV2010-M4; FV2012-M6; FV2012-M7; FV2014-M12; FV2015-M18; FV2017-CEN; FV2015-M19; FV2017-M22; FV2018-M24; FV2018-M25; FV2019-M29; FV2019-M30; FV2019-M31; FV2019-M32; FV2019-M34; FV 2020-M35; FV 2020-M37; FV 2020-M38; FV 2020-M39; FV 2020-M42; FV 2021-M43 | Method Development, Method Validation, HRAMS Database, Analytical Observation | CF-6; CF-15; CF-21; CF-22; CF-26; CF-27; CF-28; CF-31A; Cf-33; CF-35; CF-36; CF-(S1-S9) | Method Validation; Method Validation; Method Validation; Method Validation; Method Validation; Method Validation; Method Validation; Method Validation; Method Validation; Method Validation; Method Validation; Screening Report
EURL reports pending | Plant | 285 | Mepiquat | Mepiquat | MACP - Plant (2022 ff) |  | Reg. (EU) 2021/976; Applicable from: 01/07/2021 | Mepiquat (sum of mepiquat and its salts, expressed as mepiquat chloride) | Obligatory (certain commodities) | It shall only be analysed in and on barley and oats in 2022; in and on pears, rye and brown rice in 2023; in and on cultivated fungi and wheat in 2024. | SRM | SRM | No | Yes | [28 empty] | 0.01 | 0.442 | 99.7 | 99 | 10 | 655 | 12 | [5 empty] | CF-35 & CF-36 was erroneously listed in the previous version |  |  | SRM-08; SRM-09 | Method Development; Method Validation
EURL reports pending | Plant | 285 | Mepiquat | Mepiquat | WD - Info needed for specific risk management questions | Annex I (risk management support) | Reg. (EU) 2021/976; Applicable from: 01/07/2021 | Mepiquat (sum of mepiquat and its salts, expressed as mepiquat chloride) | 2B | information needed on cultivated mushrooms; also relevant for cereals, fresh and dried sweet- and chili peppers, potatoes and pome fruits. | SRM | SRM | No | Yes | [40 empty] | CF-35 & CF-36 was erroneously listed in the previous version |  |  | SRM-08; SRM-09 | Method Development; Method Validation
EURL reports pending | Animal | 285 | Mepiquat | Mepiquat | WD - Animal (2022) | Annex II (Support requested from EURLs) | Reg. (EU) 2021/976; Applicable from: 01/07/2021 | Mepiquat (sum of mepiquat and its salts, expressed as mepiquat chloride) | 2B | Relevant for ruminant's muscle and fat, liver, kidney and cow's milk. | SRM | SRM | No | Yes | [28 empty] | 0.01 | 0.05 | 99.9 | 100 | 9 | 99 | 10 | [8 empty] | SRM-08; SRM-25 | Method Validation
EURL reports pending | Plant | 1234 | Meptyldinocap | 2,4-DNOP-6-(1-Methyl Heptyl) | WD - Plant (2022) | Annex II (Support requested from EURLs) | Reg. (EU) No 441/2012; Applicable from: 14.06.2012 Prospective: Reg.(EU) 2021/1864; Applicable from: 14/05/2022 | Meptyldinocap (sum of 2,4 DNOPC and 2,4 DNOP expressed as meptyldinocap) |  | Especially relevant for melons, strawberries, table grapes and wine. | MRM | MRM/SRM | Yes | Yes | [40 empty] | CF-35 & CF-36 was erroneously listed in the previous version |  |  | Method under development | A method is currently being developed by the EURL-SRM for meptyldinocap (sum) and dinocap (sum)
EURL reports pending | Plant | 908 | Meptyldinocap | Meptyldinocap (a.k.a. 2,4-DNOPC) | WD - Plant (2022) | Annex II (Support requested from EURLs) | Reg. (EU) No 441/2012; Applicable from: 14.06.2012 Prospective: Reg.(EU) 2021/1864; Applicable from: 14/05/2022 | Meptyldinocap (sum of 2,4 DNOPC and 2,4 DNOP expressed as meptyldinocap) |  | Especially relevant for melons, strawberries, table grapes and wine. | MRM/SRM | MRM/SRM | Yes | Yes | 0.02 | 0.1 | 86.1 | 85 | 7 | 5 | 1 | [29 empty] | FV2015-M18; FV2019-M30; FV2019-M33; FV 2020-M39; FV 2020-M42 | Method Development, Method Validation, Analytical observation | CF-16 | Method Validation | CF-35 and CF-36 was erroneously listed in the previous version |  |  | Method under development | A method is currently being developed by the EURL-SRM for meptyldinocap (sum) and dinocap (sum)
EURL reports pending | Plant | 1240 | Meptyldinocap | Meptyldinocap (sum) | WD - Plant (2022) | Annex II (Support requested from EURLs) | Reg. (EU) No 441/2012; Applicable from: 14.06.2012 Prospective: Reg.(EU) 2021/1864; Applicable from: 14/05/2022 | Meptyldinocap (sum of 2,4 DNOPC and 2,4 DNOP expressed as meptyldinocap) |  | Especially relevant for melons, strawberries, table grapes and wine. |  | MRM/SRM | Yes | Yes | [40 empty] | CF-35 & CF-36 was erroneously listed in the previous version |  |  | Method under development | A method is currently being developed by the EURL-SRM for meptyldinocap (sum) and dinocap (sum)
EURL reports pending | Plant | 1883 | Mercury Compounds | Mercury compounds | WD - Plant (2022) | Annex II (Support requested from EURLs) | Reg. (EU) 2018/73 Applicable from: 07/02/2018 | Mercury compounds (sum of mercury compounds expressed as mercury) | 1A | biquitous with local anthropogenic hotspots, according to MACP-finding list the following matrices were positive: Grapes, lettuces, pears, cultivated fungi, sweet peppers, rice, tomatoes. | MRM | MRM | No | No | [40 empty] | CF-35 & CF-36 was erroneously listed in the previous version
EURL reports pending | Animal | 1883 | Mercury Compounds | Mercury compounds | WD - Animal (2022) | Annex II (Support requested from EURLs) | Reg. (EU) 2018/73 Applicable from: 07/02/2018 | Mercury compounds (sum of mercury compounds expressed as mercury) | 1A | Relevant for liver | MRM | MRM | No | No
EURL reports pending | Plant | 1705 | Metaflumizone | Metaflumizone (E-isomer) | MACP - Plant (2022 ff) |  | Reg. (EU) No 318/2014; Applicable from: 17.10.2014 Prospective: Reg.(EU) 2021/1864; Applicable from: 14/05/2022 | Metaflumizone (sum of E- and Z- isomers) | Obligatory | All (see 'Products to be sampled in 2022'-sheet) | MRM | MRM | No | Yes | [36 empty] | FV 2020-M42 | Analytical observation, Method development |  |  | CF-35 & CF-36 was erroneously listed in the previous version
EURL reports pending | Animal | 1705 | Metaflumizone | Metaflumizone (E-isomer) | WD - Animal (2022) | Annex IV (few findings) | Reg. (EU) No 318/2014; Applicable from: 17.10.2014 Prospective: Reg.(EU) 2021/1864; Applicable from: 14/05/2022 | Metaflumizone (sum of E- and Z- isomers) | 1A | Relevant for swine muscle, poultry muscle and eggs | MRM | MRM | No | Yes | [41 empty] | AO-M06; AO-M07; AO-M11; AO-M13 | Method Development
EURL reports pending | Plant | 909 | Metaflumizone | Metaflumizone (sum) | MACP - Plant (2022 ff) |  | Reg. (EU) No 318/2014; Applicable from: 17.10.2014 Prospective: Reg.(EU) 2021/1864; Applicable from: 14/05/2022 | Metaflumizone (sum of E- and Z- isomers) | Obligatory | All (see 'Products to be sampled in 2022'-sheet) |  | MRM | [38 empty] | FV2010-M4; FV2017-CEN; FV2018-M24; FV2019-M30; FV2019-M31; FV2019-M33; FV2019-M34; FV 2020-M38; FV 2020-M39; FV 2020-M41 | Method Development, Method Validation, HRAMS Database, Analytical observation | CF-22; CF-28; CF-31A; Cf-33; CF-35; CF-36; CF-(S1-S9) | Method Validation; Method Validation; Method Validation; Method Validation; Method Validation; Method Validation; Screening Report
EURL reports pending | Animal | 909 | Metaflumizone | Metaflumizone (sum) | WD - Animal (2022) | Annex IV (few findings) | Reg. (EU) No 318/2014; Applicable from: 17.10.2014 Prospective: Reg.(EU) 2021/1864; Applicable from: 14/05/2022 | Metaflumizone (sum of E- and Z- isomers) | 1A | Relevant for swine muscle, poultry muscle and eggs |  | MRM | [43 empty] | AO-M06; AO-M07; AO-M11; AO-M13; AO-M27 | Method Development; Method Validation
EURL reports pending | Plant | 1704 | Metaflumizone | Metaflumizone (Z-isomer) | MACP - Plant (2022 ff) |  | Reg. (EU) No 318/2014; Applicable from: 17.10.2014 Prospective: Reg.(EU) 2021/1864; Applicable from: 14/05/2022 | Metaflumizone (sum of E- and Z- isomers) | Obligatory | All (see 'Products to be sampled in 2022'-sheet) | MRM | MRM | No | Yes | [36 empty] | FV 2020-M42 | Analytical observation, Method development |  |  | CF-35 & CF-36 was erroneously listed in the previous version
EURL reports pending | Animal | 1704 | Metaflumizone | Metaflumizone (Z-isomer) | WD - Animal (2022) | Annex IV (few findings) | Reg. (EU) No 318/2014; Applicable from: 17.10.2014 Prospective: Reg.(EU) 2021/1864; Applicable from: 14/05/2022 | Metaflumizone (sum of E- and Z- isomers) | 1A | Relevant for swine muscle, poultry muscle and eggs | MRM | MRM | No | Yes | [41 empty] | AO-M06; AO-M07; AO-M11; AO-M13 | Method Development
EURL reports pending | Plant | 763 | Metalaxyl | Metalaxyl (incl. M) | MACP - Plant (2022 ff) |  | Reg. (EU) 2017/1164; Applicable from: 21/01/2018 | Metalaxyl and metalaxyl-M (metalaxyl including other mixtures of constituent isomers including metalaxyl-M (sum of isomers)) (R) | Obligatory | All (see 'Products to be sampled in 2022'-sheet) | MRM | MRM | Yes | Yes | 0.002 | 1 | 99.4 | 99 | 9 | 2266 | 18 | 0.01 | 0.125 | 96.4 | 97 | 7 | 106 | 7 | 0.05 | 0.05 | 102 | 102 | 3 | 2 | 1 | [15 empty] | FV2010-M1; FV2010-M3; FV2010-M4; FV2012-M6; FV2012-M7; FV2013-M8; FV2013-M10; FV2014-M11; FV2014-M12; FV2014-M16; FV2015-M17; FV2015-M18; FV2015-M19; FV2017-CEN; FV2017-M22; FV2018-M24; FV2018-M25; FV2019-M29; FV2019-M30; FV2019-M31; FV2019-M32; FV2019-M34; FV 2020-M35; FV 2020-M37; FV 2020-M38; FV 2020-M39; FV 2020-M42; FV 2021-M43 | Method Development, Method Validation, HRAMS Database, Analytical Observation | CF-15; CF-22; CF-26; CF-28; CF-31A; Cf-33 | Method Validation; Method Validation; Method Validation; Method Validation; Method Validation; Method Validation | CF-35 & CF-36 was erroneously listed in the previous version
NEW 2022; EURL reports pending |  | 289 | Metaldehyde | Metaldehyde | WD - Plant (2022) |  | Reg. (EU) 2017/1777; Applicable from: 20/10/2017 | Metaldehyde | 1A | Found in leafy vegetables and strawberries. | MRM | MRM | No | Yes
EURL reports pending | Animal | 291 | Metazachlor | Metazachlor | WD - Animal (2022) | Annex IV (few findings) | Reg. (EU) 2021/1807; Applicable from: 03/11/2021 | Metazachlor - code 1000000, except 1040000: Sum of metazachlor and its metabolites containing the 2,6-dimethylaniline moiety, expressed as metazachlor | 2A | Relevant for liver and kidney of swine and ruminants | MRM | SRM | Yes | Yes | [41 empty] | AO-M05; AO-M06; AO-M12 | Method Development; Method Validation
EURL reports pending | Animal | 1689 | Metazachlor | Metazachlor (sum, following hydrolysis to 2,6-Dimethylaniline) | WD - Animal (2022) | Annex IV (few findings) | Reg. (EU) 2021/1807; Applicable from: 03/11/2021 | Metazachlor - code 1000000, except 1040000: Sum of metazachlor and its metabolites containing the 2,6-dimethylaniline moiety, expressed as metazachlor | 2A | Relevant for liver and kidney of swine and ruminants |  | SRM | Difficult | Yes
EURL reports pending | Plant | 292 | Metconazole | Metconazole | WD - Interest for Cumulative Risk Assessment | Annex III (cummulative) | Reg. (EU) 2016/1902; Applicable from: 24/11/2016 | Metconazole (sum of isomers) (F) |  | especially relevant for cereals | MRM | MRM | Difficult | Yes | 0.002 | 0.5 | 98 | 99 | 11 | 476 | 5 | 0.01 | 0.125 | 87.7 | 88 | 6 | 35 | 2 | 0.05 | 0.05 | 102 | 102 | 3 | 2 | 1 | [15 empty] | FV2010-M1; FV2010-M4; FV2012-M6; FV2012-M7; FV2014-M11; FV2014-M15; FV2014-M16; FV2015-M17; FV2015-M18; FV2015-M19; FV2017-CEN; FV2017-M22; FV2018-M24; FV2018-M25; FV2018-M26; FV2019-M30; FV2019-M31; FV2019-M32; FV2019-M33; FV2019-M34; FV 2020-M35; FV 2020-M38; FV 2020-M39; FV 2020-M42; FV 2021-M43 | Method Development, Method Validation, HRAMS Database, Analytical Observation | CF-11; CF-12; CF-22; CF-27; CF-28; CF-31A; Cf-33; CF-35; CF-36; CF-(S1-S9) | Method Validation; Method Validation; Method Validation; Method Validation; Method Validation; Method Validation; Method Validation; Method Validation; Method Validation; Screening Report
EURL reports pending | Plant | 293 | Methamidophos | Methamidophos | MACP - Plant (2022 ff) |  | Reg. (EU) No 899/2012; Applicable from: 26.04.2013 | Methamidophos | Obligatory | All (see 'Products to be sampled in 2022'-sheet) | MRM | MRM | Difficult | Yes | 0.001 | 0.5 | 80.8 | 81 | 14 | 1220 | 14 | 0.01 | 0.1 | 91 | 91 | 10 | 42 | 3 | 0.05 | 0.05 | 76.5 | 77 | 8 | 2 | 1 | [15 empty] | FV2010-M1; FV2012-M7; FV2013-M10; FV2014-M11; FV2014-M12; FV2014-M16; FV2015-M18; FV2017-CEN; FV2017-M22; FV2018-M24; FV2018-M25; FV2018-M28; FV2019-M29; FV2019-M30; FV2019-M31; FV2019-M32; FV2019-M34; FV 2020-M37; FV 2020-M38; FV 2020-M39; FV 2020-M42 | Method Development, Method Validation, HRAMS Database, Analytical observation | CF-21; CF-22; CF-28; CF-31A; CF-35; CF-36; CF-(S1-S9) | Method Validation; Method Validation; Method Validation; Method Validation; Method Validation; Method Validation; Screening Report
EURL reports pending | Plant | 295 | Methidathion | Methidathion | MACP - Plant (2022 ff) |  | Reg. (EU) No 310/2011; Applicable from: 21.10.2011 | Methidathion | Obligatory | All (see 'Products to be sampled in 2022'-sheet) | MRM | MRM | Yes | Yes | 0.001 | 1 | 98 | 97 | 11 | 1018 | 16 | 0.01 | 0.125 | 91.1 | 92 | 9 | 122 | 8 | 0.05 | 0.05 | 108 | 108 | 11 | 2 | 1 | 0.01 | 0.1 | 96.5 | 97 | 9 | 32 | 1 | [8 empty] | FV2010-M1; FV2010-M4; FV2012-M6; FV2012-M7; FV2013-M8; FV2013-M10; FV2014-M11; FV2014-M12; FV2014-M15; FV2014-M16; FV2015-M17; FV2015-M18; FV2015-M19; FV2017-CEN; FV2017-M22; FV2018-M24; FV2018-M25; FV2018-M28; FV2019-M29; FV2019-M30; FV2019-M31; FV2019-M32; FV2019-M34; FV 2020-M35; FV 2020-M37; FV 2020-M38; FV 2020-M42; FV 2021-M43 | Method Development, Method Validation, HRAMS Database, Analytical Observation | CF-2; CF-21; CF-22; CF-27; CF-28; CF-31A; Cf-33; CF-35; CF-36; CF-(S1-S9) | Method Validation; Method Validation; Method Validation; Method Validation; Method Validation; Method Validation; Method Validation; Method Validation; Method Validation; Screening Report
EURL reports pending | Animal | 295 | Methidathion | Methidathion | WD - Animal (2022) | Annex IV (few findings) | Reg. (EU) No 310/2011; Applicable from: 21.10.2011 | Methidathion | 1A | Relevant for animal fat, muscle, milk and eggs | MRM | MRM | Yes | Yes | [41 empty] | AO-M02; AO-M14; AO-M15; AO-M27; AO-M32; AO-M35 | Method Development; Method Validation
EURL reports pending | Plant | 296 | Methiocarb | Methiocarb | MACP - Plant (2022 ff) |  | Reg. (EU) 2021/155; Applicable from: 02/09/2021 | Methiocarb (sum of methiocarb and methiocarb sulfoxide and sulfone, expressed as methiocarb) | Obligatory | All (see 'Products to be sampled in 2022'-sheet) | MRM | MRM/SRM | Difficult | Yes | 0.002 | 0.25 | 100.6 | 100 | 11 | 1602 | 15 | 0.01 | 0.125 | 95 | 93 | 7 | 44 | 3 | 0.05 | 0.05 | 104 | 104 | 1 | 2 | 1 | [15 empty] | FV2010-M1; FV2010-M4; FV2012-M6; FV2012-M7; FV2013-M8; FV2013-M10; FV2014-M11; FV2014-M12; FV2014-M15; FV2014-M16; FV2015-M17; FV2015-M18; FV2015-M19; FV2017-CEN; FV2017-M22; FV2018-M24; FV2018-M25; FV2019-M29; FV2019-M30; FV2019-M31; FV2019-M32; FV2019-M34; FV 2020-M35; FV 2020-M37; FV 2020-M38; FV 2020-M39; FV 2020-M42; FV 2021-M43 | Method Development, Method Validation, HRAMS Database, Analytical Observation | CF-15; CF-21; CF-22; CF-26; CF-28; CF-31A; CF-35; CF-36; CF-(S1-S9) | Method Validation; Method Validation; Method Validation; Method Validation; Method Validation; Method Validation; Method Validation; Method Validation; Screening Report
EURL reports pending | Plant | 714 | Methiocarb | Methiocarb (sum) | MACP - Plant (2022 ff) |  | Reg. (EU) 2021/155; Applicable from: 02/09/2021 | Methiocarb (sum of methiocarb and methiocarb sulfoxide and sulfone, expressed as methiocarb) | Obligatory | All (see 'Products to be sampled in 2022'-sheet) |  | MRM/SRM | No | Yes | [36 empty] | See single components |  | See single components |  | CF-35 & CF-36 was erroneously listed in the previous version
EURL reports pending | Plant | 649 | Methiocarb | Methiocarb-Sulfone | MACP - Plant (2022 ff) |  | Reg. (EU) 2021/155; Applicable from: 02/09/2021 | Methiocarb (sum of methiocarb and methiocarb sulfoxide and sulfone, expressed as methiocarb) | Obligatory | All (see 'Products to be sampled in 2022'-sheet) | MRM/SRM | MRM/SRM | Difficult | Yes | 0.001 | 0.4 | 92 | 91 | 15 | 837 | 11 | 0.01 | 0.125 | 94.4 | 96 | 10 | 73 | 5 | 0.05 | 0.05 | 86 | 86 |  | 1 | 1 | [15 empty] | FV2010-M4; FV2012-M6; FV2012-M7; FV2013-M8; FV2014-M12; FV2014-M15; FV2014-M16; FV2015-M17; FV2015-M19; FV2017-CEN; FV2017-M22; FV2018-M25; FV2018-M27; FV2019-M29; FV2019-M30; FV2019-M31; FV2019-M32; FV2019-M34; FV 2020-M39; FV 2020-M42 | Method Development, Method Validation, Analytical observation, HRAMS Database | CF-1; CF-15; CF-21; CF-22; CF-28; CF-31A; CF-33; CF-35; CF-(S1-S9) | Method Validation; Method Validation; Method Validation; Method Validation; Method Validation; Method Validation; Method Validation; Method Validation; Screening Report
EURL reports pending | Plant | 648 | Methiocarb | Methiocarb-Sulfoxide | MACP - Plant (2022 ff) |  | Reg. (EU) 2021/155; Applicable from: 02/09/2021 | Methiocarb (sum of methiocarb and methiocarb sulfoxide and sulfone, expressed as methiocarb) | Obligatory | All (see 'Products to be sampled in 2022'-sheet) | MRM/SRM | MRM/SRM | Difficult | Yes | 0.001 | 0.4 | 94 | 93 | 11 | 995 | 14 | 0.01 | 0.1 | 93.3 | 95 | 10 | 108 | 8 | 0.05 | 0.05 | 78.5 | 79 | 25 | 2 | 1 | [15 empty] | FV2010-M4; FV2012-M6; FV2012-M7; FV2013-M8; FV2014-M12; FV2014-M15; FV2014-M16; FV2015-M18; FV2015-M19; FV2017-CEN; FV2018-M24; FV2019-M29; FV2019-M30; FV2019-M31; FV2019-M32; FV2019-M34; FV 2020-M42; FV 2020-M38; FV 2020-M39 | Method Development, Method Validation, HRAMS Database, Analytical observation | CF-15; CF-21; CF-22; CF-28; CF-31A; CF-33; CF-35 | Method Validation; Method Validation; Method Validation; Method Validation; Method Validation; Method Validation; Method Validation; Method Validation
EURL reports pending | Plant | 297 | Methomyl | Methomyl | MACP - Plant (2022 ff) |  | Reg. (EU) 2016/1822; Applicable from: 07/05/2017 | Methomyl | Obligatory | All (see 'Products to be sampled in 2022'-sheet) | MRM | MRM | Difficult | Yes | 0.001 | 2.5 | 93.6 | 93 | 13 | 1183 | 11 | 0.01 | 0.1 | 92 | 94 | 13 | 47 | 4 | 0.05 | 0.05 | 95.5 | 96 | 4 | 2 | 1 | [15 empty] | FV2010-M1; FV2010-M4; FV2012-M6; FV2012-M7; FV2013-M8; FV2014-M15; FV2014-M16; FV2015-M18; FV2017-CEN; FV2018-M24; FV2019-M29; FV2019-M30; FV2019-M31; FV2019-M32; FV2019-M34; FV 2020-M37; FV 2020-M38; FV 2020-M39; FV 2020-M42 | Method Development, Method Validation, HRAMS Database, Analytical observation | CF-12; CF-26; CF-28; CF-31A; CF-32; CF-33; CF-(S1-S9) | Method Validation; Method Validation; Method Validation; Method Validation; Method Validation; Method Validation; Screening Report | CF-35 & CF-36 was erroneously listed in the previous version
EURL reports pending | Animal | 298 | Methoxychlor | Methoxychlor | MACP - Animal (2022 ff) |  | Reg. (EC) No 149/2008 Applicable from: 01/09/2008 | Methoxychlor (F) | Obligatory | All (see 'Products to be sampled in 2022'-sheet) | MRM | MRM | Yes | No | [41 empty] | AO-M14; AO-M15; AO-M12; AO-M25; AO-M33; AO-M34; AO-M36 | Method Development; Method Validation
EURL reports pending | Plant | 536 | Methoxyfenozide | Methoxyfenozide | MACP - Plant (2022 ff) |  | Reg. (EU) 2015/1040; Applicable from: 21/01/2016 | Methoxyfenozide (F) | Obligatory | All (see 'Products to be sampled in 2022'-sheet) | MRM | MRM | Difficult | Yes | 0.002 | 0.5 | 102 | 102 | 10 | 1595 | 12 | 0.01 | 0.125 | 96.3 | 95 | 8 | 113 | 5 | 0.05 | 0.05 | 103.5 | 104 | 2 | 2 | 1 | [15 empty] | FV2010-M1; FV2010-M4; FV2012-M7; FV2014-M11; FV2014-M15; FV2014-M16; FV2015-M18; FV2015-M19; FV2017-CEN; FV2018-M24; FV2019-M29; FV2019-M30; FV2019-M31; FV2019-M32; FV2019-M34; FV 2020-M37; FV 2020-M38; FV 2020-M39; FV 2020-M42 | Method Development, Method Validation, HRAMS Database, Analytical observation | CF-6; CF-22; CF-28; CF-31A; CF-35; CF-36; CF-(S1-S9) | Method Validation; Method Validation; Method Validation; Method Validation; Method Validation; Method Validation; Screening Report
EURL reports pending |  | 720 | Metrafenone | Metrafenone | MACP - Plant (2022 ff) |  | Reg. (EU) 2018/687; Applicable from: 05/06/2018 | Metrafenone (F) | Obligatory | All (see 'Products to be sampled in 2022'-sheet) | MRM | MRM | Yes | Yes | [36 empty] | FV 2020-M37; FV 2020-M38; FV 2020-M39; FV 2020-M42 | Analytical observation, Method development, Method Validation | CF-13; CF-25; CF-28 | Method Validation; Method Validation; Method Validation
EURL reports pending | Plant | 537 | Milbemectin | Milbemectin (sum) | WD - Interest for Cumulative Risk Assessment | Annex III (cummulative) | Reg. (EU) No 1317/2013; Applicable from: 06.07.2014 | Milbemectin (sum of milbemycin A4 and milbemycin A3, expressed as milbemectin) |  | relevant for strawberries |  | MRM/SRM | No | Yes | [40 empty] | CF-35 & CF-36 was erroneously listed in the previous version |  |  |  |  | sollen wir die Abamectin observation akualisieren und auch emamectin aufnehmen?
EURL reports pending | Plant | 905 | Milbemectin | Milbemycin A3 | WD - Interest for Cumulative Risk Assessment | Annex III (cummulative) | Reg. (EU) No 1317/2013; Applicable from: 06.07.2014 | Milbemectin (sum of milbemycin A4 and milbemycin A3, expressed as milbemectin) |  | relevant for strawberries | MRM/SRM | MRM/SRM | No | Yes | 0.005 | 0.05 | 102 | 97 | 19 | 104 | 2 | 0.02 | 0.1 | 95 | 154 | 152 | 6 | 2 | 0.05 | 0.05 | 96 | 96 |  | 1 | 1 | [19 empty] | CF-35 & CF-36 was erroneously listed in the previous version |  |  |  |  | sollen wir die Abamectin observation akualisieren und auch emamectin aufnehmen?
EURL reports pending | Plant | 906 | Milbemectin | Milbemycin A4 | WD - Interest for Cumulative Risk Assessment | Annex III (cummulative) | Reg. (EU) No 1317/2013; Applicable from: 06.07.2014 | Milbemectin (sum of milbemycin A4 and milbemycin A3, expressed as milbemectin) |  | relevant for strawberries | MRM/SRM | MRM/SRM | No | Yes | 0.005 | 0.1 | 101 | 101 | 17 | 122 | 3 | 0.02 | 0.1 | 75.4 | 69 | 20 | 6 | 2 | 0.05 | 0.05 | 78 | 78 |  | 1 | 1 | [19 empty] | CF-35 & CF-36 was erroneously listed in the previous version |  |  |  |  | sollen wir die Abamectin observation akualisieren und auch emamectin aufnehmen?
EURL reports pending | Plant | 307 | Molinate | Molinate | WD - Interest for Cumulative Risk Assessment | Annex III (cummulative) | Reg. (EU) 2019/91 Applicable from: 13/08/2019 | Molinate |  | especially relevant for carrots | MRM | MRM | Yes | Yes | 0.05 | 0.1 | 114 | 114 | 10 | 7 | 1 | 0.05 | 0.05 | 68 | 68 |  | 1 | 1 | 0.05 | 0.05 | 94 | 94 |  | 1 | 1 | [15 empty] | FV2012-M7; FV2017-M22; FV2018-M25; FV2018-M26; FV2018-M28; FV2019-M33; FV2019-M34; FV 2020-M35; FV 2021-M43 | Method Development, Method Validation, HRAMS Database | CF-2; CF-28; CF-(S1-S9) | Method Validation; Method Validation; Screening Report | CF-35 & CF-36 was erroneously listed in the previous version
EURL reports pending | Plant | 308 | Monocrotophos | Monocrotophos | MACP - Plant (2022 ff) |  | Reg. (EU) No 899/2012; Applicable from: 26.04.2013 | Monocrotophos | Obligatory | All (see 'Products to be sampled in 2022'-sheet) | MRM | MRM | Difficult | Yes | 0.001 | 0.3 | 91.2 | 90 | 14 | 1151 | 11 | 0.01 | 0.1 | 95 | 94 | 7 | 52 | 4 | 0.05 | 0.05 | 93 | 93 | 2 | 3 | 1 | [15 empty] | FV2010-M1; FV2010-M4; FV2012-M6; FV2012-M7; FV2013-M8; FV2014-M11; FV2014-M12; FV2014-M16; FV2015-M18; FV2015-M19; FV2017-CEN; FV2018-M24; FV2018-M28; FV2019-M29; FV2019-M30; FV2019-M31; FV2019-M32; FV2019-M34; FV 2020-M37; FV 2020-M38; FV 2020-M39; FV 2020-M42 | Method Development, Method Validation, HRAMS Database, Analytical observation | CF-1; CF-21; CF-26; CF-28 CF-31A; CF-32; CF-33; CF-35; CF-36; CF-(S1-S9) | Method Validation; Method Validation; Method Validation; Method Validation; Method Validation; Method Validation; Method Validation; Method Validation; Method Validation; Screening Report
EURL reports pending | Plant | 309 | Myclobutanil | Myclobutanil | MACP - Plant (2022 ff) |  | Reg. (EU) 2020/770; Applicable from: 02/01/2021 | Myclobutanil (sum of constituent isomers) | Obligatory | All (see 'Products to be sampled in 2022'-sheet) | MRM | MRM | Yes | Yes | 0.002 | 1.24 | 100.1 | 99 | 10 | 1672 | 15 | 0.01 | 0.125 | 95.2 | 95 | 8 | 127 | 6 | 0.01 | 0.05 | 76.8 | 82 | 12 | 24 | 1 | 0.025 | 0.125 | 92.2 | 91 | 10 | 46 | 1 | [8 empty] | FV2010-M1; FV2010-M4; FV2012-M6; FV2012-M7; FV2013-M8; FV2013-M10; FV2014-M11; FV2014-M12; FV2014-M16; FV2015-M18; FV2015-M19; FV2017-CEN; FV2017-M22; FV2018-M24; FV2018-M25; FV2019-M29; FV2019-M30; FV2019-M32; FV2019-M34; FV 2020-M35; FV 2020-M37; FV 2020-M38; FV 2020-M39; FV 2020-M42; FV 2021-M43 | Method Development, Method Validation, HRAMS Database, Analytical Observation | CF-2; CF-21; CF-22; CF-27 CF-28; CF-31A; CF-33; CF-35; CF-36; CF-(S1-S9) | Method Validation; Method Validation; Method Validation; Method Validation; Method Validation; Method Validation; Method Validation; Method Validation; Method Validation; Screening Report
EURL reports pending | Plant | 955 | Nicotine | Nicotine | WD - Plant (2022) | Annex II (Support requested from EURLs) | Regulation (EU) 2017/978; Applicable from: 04/01/2018 | Nicotine | 2A | Especially relevant for tea, spices, herbal infusions, wild fungi (fresh and dried), cultivated fungi, kale, goji berries, herbs (fresh and dried), berries (fresh and dried), leafy vegetables, with curly leaves (e.g. borecole, savoy, frisee lettuce), moringa. May be of concern of the EU MACP commodities (e.g brassica crops) | SRM | SRM | Yes | Yes | 0.02 | 2.5 | 86.5 | 86 | 8 | 8 | 2 | [31 empty] | CF-34 | Method Validation | CF-35 & CF-36 was erroneously listed in the previous version |  |  | SRM-09; SRM-44 | Method Validation; Anal. Observ. Report
EURL reports pending | Plant | 955 | Nicotine | Nicotine | WD - Info needed for specific risk management questions | Annex I (risk management support) | Regulation (EU) 2017/978; Applicable from: 04/01/2018 | Nicotine | 2A | information needed for setting or adjusting provisional MRLs ( provisional MRLs currently exist for rose hips, herbs and edible flowers, wild fungi, teas, herbal infusions and spices) | SRM | SRM | Yes | Yes | 0.02 | 2.5 | 86.5 | 86 | 8 | 8 | 2 | [31 empty] | CF-34 | Method Validation | CF-35 & CF-36 was erroneously listed in the previous version |  |  | SRM-09; SRM-44 | Method Validation; Anal. Observ. Report
EURL reports pending | Plant | 586 | Novaluron | Novaluron | WD - Plant (2022) | Annex IV (few findings) | Reg. (EU) No 441/2012; Applicable from: 14.06.2012 | Novaluron (F) | 1A | Found in apples, pears, tomatoes Import tolerances for apples, blueberries, tomatoes, cotton seeds (all US). | MRM | MRM | No | Yes | 0.002 | 0.5 | 100 | 100 | 13 | 523 | 5 | 0.01 | 0.125 | 88.3 | 92 | 33 | 24 | 3 | 0.05 | 0.05 | 103 | 103 |  | 1 | 1 | [15 empty] | FV2018-M26; FV2018-M28; FV2019-M31; FV2019-M32; FV2019-M33; FV2019-M34; FV 2020-M35; FV 2020-M38; FV 2020-M39; FV 2020-M42; FV 2021-M43 | Method Development, Method Validation, HRAMS Database, Analytical Observation | CF-19; CF-28; CF-(S1-S9) | Method Validation; Method Validation; Screening Report | CF-35 & CF-36 was erroneously listed in the previous version
EURL reports pending | Plant | 344 | Orthophenylphenol (2-phenylphenol) | 2-phenylphenol | MACP - Plant (2022 ff) |  | Reg. (EU) 2018/78; Applicable from: 08/08/2018 | 2-phenylphenol (sum of 2-phenylphenol and its conjugates, expressed as 2-phenylphenol) (R) | Obligatory | All (see 'Products to be sampled in 2022'-sheet) | MRM | MRM | Yes | Yes | 0.005 | 0.2 | 100 | 100 | 14 | 1542 | 11 | 0.01 | 0.25 | 89.3 | 89 | 15 | 40 | 3 | 0.01 | 0.05 | 92 | 88 | 17 | 27 | 1 | [15 empty] | FV2010-M3; FV2010-M4; FV2012-M6; FV2012-M7; FV2013-M10; FV2014-M11; FV2015-M17; FV2017-M22; FV2018-M25; FV 2020-M35; FV 2021-M43 | Method Development, Method Validation, HRAMS Database, Analytical Observation | CF-12; CF-22; CF-28; CF-31A; CF-33; CF-35; CF-36; CF-(S1-S9) | Method Validation; Method Validation; Method Validation; Method Validation; Method Validation; Method Validation; Method Validation; Screening Report
EURL reports pending | Plant | 1806 | Orthophenylphenol (2-phenylphenol) | 2-phenylphenol (sum, following hydrolysis) | MACP - Plant (2022 ff) |  | Reg. (EU) 2018/78; Applicable from: 08/08/2018 | 2-phenylphenol (sum of 2-phenylphenol and its conjugates, expressed as 2-phenylphenol) (R) | Obligatory | All (see 'Products to be sampled in 2022'-sheet) |  | SRM | Yes | Yes | [40 empty] | CF-35 & CF-36 was erroneously listed in the previous version |  |  | SRM-43 | Anal. Observ. Report
EURL reports pending | Honey | 344 | Orthophenylphenol (2-phenylphenol) | 2-phenylphenol | WD - Honey (2022) | Annex VII | Reg. (EU) 2018/78; Applicable from: 08/08/2018 | 2-phenylphenol (sum of 2-phenylphenol and its conjugates, expressed as 2-phenylphenol) (R) |  | Honey | MRM | SRM | Yes | Yes
EURL reports pending | Honey | 1806 | Orthophenylphenol (2-phenylphenol) | 2-phenylphenol (sum, following hydrolysis) | WD - Honey (2022) | Annex VII | Reg. (EU) 2018/78; Applicable from: 08/08/2018 | 2-phenylphenol (sum of 2-phenylphenol and its conjugates, expressed as 2-phenylphenol) (R) |  | Honey |  | SRM | Yes | Yes | [43 empty] | SRM-43 | Anal. Observ. Report
EURL reports pending | Plant | 539 | Oxadiargyl | Oxadiargyl | WD - Interest for Cumulative Risk Assessment | Annex III (cummulative) | Reg. (EU) 2015/1040; Applicable from: 01/10/2015 | Oxadiargyl |  |  | MRM | MRM | Difficult | Yes | 0.002 | 0.1 | 104 | 104 | 14 | 237 | 3 | 0.01 | 0.125 | 93.8 | 96 | 12 | 16 | 2 | 0.05 | 0.05 | 102 | 102 |  | 1 | 1 | [15 empty] | FV2018-M28; FV2019-M31; FV2019-M32; FV2019-M33; FV2019-M34; FV 2020-M38; FV 2020-M39; FV 2020-M42 | Method Development, Method Validation, HRAMS Database, Analytical observation | CF-13; CF-28 | Method Validation; Method Validation | CF-35 & CF-36 was erroneously listed in the previous version
EURL reports pending | Plant | 323 | Oxadixyl | Oxadixyl | MACP - Plant (2022 ff) |  | Reg. (EU) 2018/1515 Applicable from: 01/05/2019 | Oxadixyl | Obligatory | All (see 'Products to be sampled in 2022'-sheet) | MRM | MRM | Yes | Yes | 0.01 | 1 | 98 | 98 | 13 | 1073 | 14 | 0.01 | 0.375 | 99.3 | 99 | 8 | 62 | 5 | 0.01 | 0.05 | 90.5 | 87 | 11 | 6 | 1 | 0.05 | 0.25 | 88.7 | 89 | 8 | 32 | 1 | [8 empty] | FV2010-M1; FV2010-M4; FV2012-M7; FV2013-M8; FV2014-M11; FV2014-M12; FV2014-M15; FV2014-M16; FV2015-M17; FV2015-M18; FV2017-CEN; FV2017-M22; FV2018-M24; FV2018-M25; FV2018-M28; FV2019-M29; FV2019-M30; FV2019-M31; FV2019-M32; FV2019-M34; FV 2020-M35; FV 2020-M38; FV 2020-M39; FV 2020-M42; FV 2021-M43 | Method Development, Method Validation, HRAMS Database, Analytical Observation | CF-2; CF-15; CF-21; CF-22 CF-26; CF-27; CF-28; CF-31A; CF-33; CF-35; CF-36; CF-(S1-S9) | Method Validation; Method Validation; Method Validation; Method Validation; Method Validation; Method Validation; Method Validation; Method Validation; Method Validation; Method Validation; Method Validation; Screening Report
EURL reports pending | Plant | 324 | Oxamyl | Oxamyl | MACP - Plant (2022 ff) |  | Reg. (EU) 2019/552 Applicable from: 25/04/2019 | Oxamyl | Obligatory | All (see 'Products to be sampled in 2022'-sheet) | MRM | MRM | Difficult | Yes | 0.001 | 0.6 | 95 | 95 | 12 | 1042 | 9 | 0.01 | 0.1 | 92.4 | 98 | 26 | 39 | 4 | 0.05 | 0.05 | 93.5 | 94 | 6 | 2 | 1 | [15 empty] | FV2010-M1; FV2010-M4; FV2012-M6; FV2012-M7; FV2014-M11; FV2014-M16; FV2015-M18; FV2015-M19; FV2017-CEN; FV2018-M24; FV2019-M29; FV2019-M30; FV2019-M31; FV2019-M32; FV2019-M34; FV 2020-M37; FV 2020-M38; FV 2020-M39; FV 2020-M42 | Method Development, Method Validation, HRAMS Database, Analytical observation | CF-21; CF-22; CF-26; CF-28; CF-31A; Cf-33; CF-35; CF-36; CF-(S1-S9) | Method Validation; Method Validation; Method Validation; Method Validation; Method Validation; Method Validation; Method Validation; Method Validation; Screening Report
EURL reports pending | Plant | 540 | Oxasulfuron | Oxasulfuron | WD - Interest for Cumulative Risk Assessment | Annex III (cummulative) | Reg. (EU) No 289/2014; Applicable from: 11.10.2014 | Oxasulfuron |  |  | MRM/SRM | MRM/SRM | no | Yes | 0.025 | 0.08325 | 87 | 87 | 11 | 83 | 1 | [29 empty] | FV2018-M28; FV2019-M31; FV2019-M32; FV2019-M33; FV2019-M34; FV 2020-M38; FV 2020-M39 | Method Development, Method Validation, HRAMS Database, Analytical observation | CF-23B; CF-28 | Method Validation; Method Validation | CF-35 & CF-36 was erroneously listed in the previous version
EURL reports pending | Plant | 1653 | Oxathiapiprolin | Oxathiapiprolin | WD - Plant (2022) | Annex II (Support requested from EURLs) | Reg. (EU) 2021/1807; Applicable from: 03/11/2021 | Oxathiapiprolin | 1B |  | MRM | MRM | No | Yes | [36 empty] | FV 2020-M40; FV 2020-M42 | Analytical observation, Method development, Method Validation | CF-34 | Method Validation | CF-35 & CF-36 was erroneously listed in the previous version
EURL reports pending | Plant | 127 | Oxydemeton-methyl | Demeton-S-Methylsulfone | MACP - Plant (2022 ff) |  | Reg. (EU) No 899/2012; Applicable from: 26.04.2013 | Oxydemeton-methyl (sum of oxydemeton-methyl and demeton-S-methylsulfone expressed as oxydemeton-methyl) | Obligatory | All (see 'Products to be sampled in 2022'-sheet) | MRM | MRM | Yes | Yes | 0.001 | 0.4 | 96.9 | 97 | 12 | 981 | 9 | 0.01 | 0.125 | 94 | 94 | 13 | 42 | 3 | 0.05 | 0.05 | 93 | 96 | 6 | 3 | 1 | [15 empty] | FV2010-M4; FV2012-M7; FV2014-M12; FV2014-M16; FV2015-M19; FV2017-CEN; FV2018-M24; FV2019-M30; FV2019-M31; FV2019-M32; FV2019-M34; FV 2020-M38; FV 2020-M39 | Method Development, HRAMS Database, Method validation, Analytical observation | CF-12; CF-22; CF-26; CF-28; CF-31A; CF-33; CF-35; CF-(S1-S9) | Method Validation; Method Validation; Method Validation; Method Validation; Method Validation; Method Validation; Method Validation; Screening Report
EURL reports pending | Plant | 326 | Oxydemeton-methyl | Oxydemeton-methyl | MACP - Plant (2022 ff) |  | Reg. (EU) No 899/2012; Applicable from: 26.04.2013 | Oxydemeton-methyl (sum of oxydemeton-methyl and demeton-S-methylsulfone expressed as oxydemeton-methyl) | Obligatory | All (see 'Products to be sampled in 2022'-sheet) | MRM | MRM | Difficult | Yes | 0.001 | 0.4 | 88 | 87 | 12 | 806 | 6 | 0.01 | 0.1 | 88 | 88 | 10 | 42 | 3 | 0.05 | 0.05 | 91.5 | 92 | 2 | 2 | 1 | [15 empty] | FV2010-M1; FV2012-M7; FV2014-M11; FV2014-M12; FV2014-M15; FV2014-M16; FV 2020-M39; FV 2020-M42 | Method Development, HRAMS Database, Analytical observation, Method validation | CF-12; CF-26 CF-31A; CF-35; CF-36; CF-(S1-S9) | Method Validation; Method Validation; Method Validation; Method Validation; Method Validation; Screening Report
EURL reports pending | Plant | 716 | Oxydemeton-methyl | Oxydemeton-methyl (Sum) | MACP - Plant (2022 ff) |  | Reg. (EU) No 899/2012; Applicable from: 26.04.2013 | Oxydemeton-methyl (sum of oxydemeton-methyl and demeton-S-methylsulfone expressed as oxydemeton-methyl) | Obligatory | All (see 'Products to be sampled in 2022'-sheet) |  | MRM | [38 empty] | FV2010-M1; FV2012-M7; FV2014-M11; FV2014-M12; FV2014-M15; FV2014-M16 | Method Development, HRAMS Database | CF S4; CF-1 | Screening Report; Method Validation | CF-35 & CF-36 was erroneously listed in the previous version
EURL reports pending | Plant | 327 | Oxyfluorfen | Oxyfluorfen | WD - Interest for Cumulative Risk Assessment | Annex III (cummulative) | Reg. (EC) No 149/2008; Applicable from: 01.09.2008 | Oxyfluorfen |  | especially relevant for sweet peppers, citrus fruits, olives, olive oil | MRM | MRM | Difficult | Difficult | 0.005 | 1 | 98 | 97 | 11 | 570 | 7 | 0.01 | 0.25 | 97.3 | 95 | 8 | 24 | 3 | [22 empty] | FV2012-M6; FV2015-M18; FV2018-M24; FV2019-M32; FV2019-M33; FV2019-M34; FV 2020-M42 | Method Development, Method Validation, HRAMS Database, Analytical observation | CF-13; CF-28 | Method Validation; Method Validation | CF-35 & CF-36 was erroneously listed in the previous version
EURL reports pending | Plant | 615 | Paclobutrazol | Paclobutrazol | MACP - Plant (2022 ff) |  | Reg. (EU) 2019/89 Applicable from: 13/08/2019 | Paclobutrazol (sum of constituent isomers) | Obligatory | All (see 'Products to be sampled in 2022'-sheet) | MRM | MRM | Yes | Yes | 0.002 | 1 | 100.9 | 101 | 11 | 1016 | 12 | 0.01 | 0.125 | 91.5 | 90 | 7 | 83 | 5 | 0.05 | 0.05 | 100 | 97 | 6 | 3 | 1 | 0.02 | 0.1 | 88 | 87 | 13 | 47 | 1 | [8 empty] | FV2010-M1; FV2010-M4; FV2012-M6; FV2012-M7; FV2014-M11; FV2014-M15; FV2014-M16; FV2015-M18; FV2015-M19; FV2017-CEN; FV2017-M22; FV2018-M24; FV2018-M25; FV2019-M29; FV2019-M30; FV2019-M31; FV2019-M32; FV2019-M34; FV 2020-M35; FV 2020-M37; FV 2020-M38; FV 2020-M39; FV 2020-M42; FV 2021-M43 | Method Development, Method Validation, HRAMS Database, Analytical Observation | CF-5; CF-6; CF-12; CF-22; CF-26; CF-27; CF-28; CF-31A; CF-33; CF-35; CF-36; CF-(S1-S9) | Method Validation; Method Validation; Method Validation; Method Validation; Method Validation; Method Validation; Method Validation; Method Validation; Method Validation; Method Validation; Method Validation; Screening Report
EURL reports pending | Plant | 329 | Paraquat | Paraquat | WD - Plant (2022) | Annex II (Support requested from EURLs) | Reg. (EU) No 520/2011 ; Applicable from: 28.05.2011 | Paraquat |  |  | SRM | SRM | No | Yes | [28 empty] | 0.01 | 0.4 | 105 | 108 | 15 | 428 | 11 | [5 empty] | CF-35 & CF-36 was erroneously listed in the previous version |  |  | SRM-09 | Method Development; Method Validation
EURL reports pending | Plant | 330 | Parathion | Parathion | Removed from 2020 MACP onwards - Plant |  | Reg. (EC) No 839/2008; Applicable from: 01.09.2008 | Parathion (F) | Obligatory | All (see 'Products to be sampled in 2022'-sheet) | MRM | MRM | Yes | Yes | 0.002 | 1 | 96 | 96 | 13 | 811 | 11 | 0.01 | 0.375 | 98.5 | 98 | 8 | 18 | 3 | 0.01 | 0.05 | 92.3 | 91 | 11 | 20 | 1 | [15 empty] | FV2010-M1; FV2010-M4; FV2014-M15; FV2015-M17; FV2017-M22; FV2018-M25; FV2019-M29; FV2019-M34; FV 2020-M35; FV 2021-M43 | Method Development, Method Validation, HRAMS Database, Analytical Observation | CF-11; CF-12; CF-14; CF-22; CF-27; CF-31A; CF-33; CF-35; CF-36; CF-(S1-S9) | Method Validation; Method Validation; Method Validation; Method Validation; Method Validation; Method Validation; Method Validation; Method Validation; Method Validation; Screening Report
EURL reports pending | Animal | 330 | Parathion | Parathion | MACP - Animal (2022 ff) |  | Reg. (EC) No 839/2008; Applicable from: 01.09.2008 | Parathion (F) | Obligatory | All (see 'Products to be sampled in 2022'-sheet) | MRM | MRM | Yes | Yes | [41 empty] | AO-M02; AO-M07; AO-M11; AO-M13; AO-M14; AO-M15; AO-M12; AO-M24; AO-M25; AO-M32; AO-M35 | Method Development; Method Validation
EURL reports pending | Plant | 627 | Parathion-Methyl | Paraoxon-Methyl | MACP - Plant (2022 ff) |  | Reg. (EU) No 899/2012; Applicable from: 26.04.2013 | Parathion-methyl (sum of Parathion-methyl and paraoxon-methyl expressed as Parathion-methyl) | Obligatory | All (see 'Products to be sampled in 2022'-sheet) | MRM | MRM | Yes | Yes | 0.002 | 0.75 | 99 | 98 | 15 | 939 | 11 | 0.01 | 0.375 | 99.8 | 97 | 10 | 78 | 5 | 0.01 | 0.05 | 90.5 | 92 | 11 | 26 | 1 | 0.01 | 0.05 | 84.5 | 82 | 9 | 44 | 1 | [8 empty] | FV2010-M4; FV2012-M6; FV2012-M7; FV2014-M16; FV2015-M17; FV2017-CEN; FV2017-M22; FV2018-M24; FV2018-M25; FV2019-M30; FV2019-M31; FV2019-M32; FV2019-M34; FV 2020-M35; FV 2020-M39 | Method Development, Method Validation, HRAMS Database | CF-15; CF-21; CF-26; CF-28; CF-31A; CF-33 CF-36; CF-(S1-S9) | Method Validation; Method Validation; Method Validation; Method Validation; Method Validation; Method Validation; Method Validation; Screening Report | CF-35 was erroneously listed in the previous version
EURL reports pending | Plant | 331 | Parathion-Methyl | Parathion-Methyl | MACP - Plant (2022 ff) |  | Reg. (EU) No 899/2012; Applicable from: 26.04.2013 | Parathion-methyl (sum of Parathion-methyl and paraoxon-methyl expressed as Parathion-methyl) | Obligatory | All (see 'Products to be sampled in 2022'-sheet) | MRM | MRM | Yes | Yes | 0.002 | 1 | 95.4 | 95 | 13 | 752 | 11 | 0.01 | 0.25 | 96.2 | 98 | 6 | 14 | 3 | 0.01 | 0.05 | 93.5 | 90 | 12 | 20 | 1 | 0.01 | 0.1 | 97.2 | 100 | 18 | 32 | 1 | [8 empty] | FV2010-M1; FV2010-M4; FV2012-M6; FV2013-M8; FV2013-M10; FV2014-M11; FV2014-M12; FV2014-M15; FV2015-M17; FV2017-M22; FV2018-M25; FV2019-M29; FV2019-M34; FV 2020-M35; FV 2020-M37; FV 2021-M43 | Method Development, Method Validation, HRAMS Database, Analytical Observation | CF-2; CF-21; CF-22; CF-27; CF-28; CF-31A; CF-33; CF-35; CF-36; CF-(S1-S9) | Method Validation; Method Validation; Method Validation; Method Validation; Method Validation; Method Validation; Method Validation; Method Validation; Method Validation; Screening Report
EURL reports pending | Animal | 627 | Parathion-Methyl | Paraoxon-Methyl | WD - Animal (2022) | Annex IV (few findings) | Reg. (EU) No 899/2012; Applicable from: 26.04.2013 | Parathion-methyl (sum of Parathion-methyl and paraoxon-methyl expressed as Parathion-methyl) | 1A | Relevant for animal muscle, fat, milk and eggs | MRM | MRM | Yes | Yes | 0.002 | 0.75 | 99 | 98 | 15 | 939 | 11 | 0.01 | 0.375 | 99.8 | 97 | 10 | 78 | 5 | 0.01 | 0.05 | 90.5 | 92 | 11 | 26 | 1 | 0.01 | 0.05 | 84.5 | 82 | 9 | 44 | 1 | [13 empty] | AO-M07; AO-M11; AO-M13; AO-M25; AO-M32; AO-M35 | Method Development; Method Validation
EURL reports pending | Plant | 718 | Parathion-Methyl | Parathion-Methyl (sum) | MACP - Plant (2022 ff) |  | Reg. (EU) No 899/2012; Applicable from: 26.04.2013 | Parathion-methyl (sum of Parathion-methyl and paraoxon-methyl expressed as Parathion-methyl) | Obligatory | All (see 'Products to be sampled in 2022'-sheet) |  | MRM | Yes | Yes | [36 empty] | See single components |  | See single components |  | CF-35 & CF-36 was erroneously listed in the previous version
EURL reports pending | Animal | 331 | Parathion-Methyl | Parathion-Methyl | WD - Animal (2022) | Annex IV (few findings) | Reg. (EU) No 899/2012; Applicable from: 26.04.2013 | Parathion-methyl (sum of Parathion-methyl and paraoxon-methyl expressed as Parathion-methyl) | 1A | Relevant for animal muscle, fat, milk and eggs | MRM | MRM | Yes | Yes | 0.002 | 1 | 95.4 | 95 | 13 | 752 | 11 | 0.01 | 0.25 | 96.2 | 98 | 6 | 14 | 3 | 0.01 | 0.05 | 93.5 | 90 | 12 | 20 | 1 | 0.01 | 0.1 | 97.2 | 100 | 18 | 32 | 1 | [13 empty] | AO-M02; AO-M07; AO-M11; AO-M13; AO-M14; AO-M15; AO-M12; AO-M24; AO-M25; AO-M32; AO-M35 | Method Development; Method Validation
EURL reports pending | Animal | 718 | Parathion-Methyl | Parathion-Methyl (sum) | WD - Animal (2022) | Annex IV (few findings) | Reg. (EU) No 899/2012; Applicable from: 26.04.2013 | Parathion-methyl (sum of Parathion-methyl and paraoxon-methyl expressed as Parathion-methyl) | 1A | Relevant for animal muscle, fat, milk and eggs |  | MRM | Yes | Yes | [41 empty] | AO-M07; AO-M11; AO-M13; AO-M24; AO-M25 | Method Development; Method Validation
EURL reports pending | Plant | 332 | Penconazole | Penconazole | MACP - Plant (2022 ff) |  | Reg. (EU) 2019/977; Applicable from: 07/07/2019 | Penconazole (sum of constituent isomers) (F) | Obligatory | All (see 'Products to be sampled in 2022'-sheet) | MRM | MRM | Yes | Yes | 0.002 | 1 | 98.6 | 98 | 10 | 1226 | 16 | 0.01 | 0.125 | 85.6 | 84 | 10 | 95 | 5 | 0.05 | 0.05 | 113.5 | 114 | 1 | 2 | 1 | 0.01 | 0.05 | 92 | 91 | 15 | 48 | 1 | [8 empty] | FV2010-M1; FV2010-M4; FV2012-M7; FV2013-M8; FV2013-M10; FV2014-M11; FV2014-M12; FV2014-M15; FV2014-M16; FV2015-M17; FV2015-M18; FV2015-M19; FV2017-CEN; FV2017-M22; FV2018-M24; FV2018-M25; FV2019-M29; FV2019-M30; FV2019-M31; FV2019-M32; FV2019-M34; FV 2020-M35; FV 2020-M37; FV 2020-M38; FV 2020-M39; FV 2020-M42; FV 2021-M43 | Method Development, Method Validation, HRAMS Database, Analytical Observation | CF-2; CF-12; CF-14; CF-22; CF-27; Cf-28; CF-31A; CF-33; CF-35; CF-36; CF-(S1-S9) | Method Validation; Method Validation; Method Validation; Method Validation; Method Validation; Method Validation; Method Validation; Method Validation; Method Validation; Method Validation; Screening Report
EURL reports pending | Plant | 333 | Pencycuron | Pencycuron | MACP - Plant (2022 ff) |  | Reg. (EU) 2020/785; Applicable from: 06/01/2021 | Pencycuron (sum of pencycuron and pencycuron-PB-amine, expressed as pencycuron) | Obligatory | All (see 'Products to be sampled in 2022'-sheet) | MRM | MRM | No | Yes | 0.001 | 2.5 | 100 | 100 | 10 | 1211 | 14 | 0.01 | 0.125 | 86.8 | 88 | 7 | 99 | 8 | 0.05 | 0.05 | 108 | 108 | 6 | 2 | 1 | [15 empty] | FV2010-M1; FV2010-M4; FV2012-M6; FV2012-M7; FV2014-M11; FV2014-M12; FV2014-M15; FV2014-M16; FV2015-M17; FV2015-M18; FV2015-M19; FV2017-CEN; FV2017-M22; FV2018-M24; FV2018-M25; FV2019-M29; FV2019-M30; FV2019-M31; FV2019-M32; FV2019-M34; FV 2020-M37; FV 2020-M38; FV 2020-M39; FV 2020-M42 | Method Development, Method Validation, HRAMS Database, Analytical observation | CF-6; CF-21; CF-22; CF-27; CF-28; CF-31A; CF-33; CF-35; CF-36; CF-(S1-S9) | Method Validation; Method Validation; Method Validation; Method Validation; Method Validation; Method Validation; Method Validation; Method Validation; Method Validation; Screening Report
EURL reports pending | Plant | 2001 | Pencycuron | Pencycuron (sum) | MACP - Plant (2022 ff) |  | Reg. (EU) 2020/785; Applicable from: 06/01/2021 | Pencycuron (sum of pencycuron and pencycuron-PB-amine, expressed as pencycuron) | Obligatory | All (see 'Products to be sampled in 2022'-sheet) |  | MRM |  |  | 0.001 | 2.5 | 100 | 100 | 10 | 1211 | 14 | 0.01 | 0.125 | 86.8 | 88 | 7 | 99 | 8 | 0.05 | 0.05 | 108 | 108 | 6 | 2 | 1 | [19 empty] | CF-35 & CF-36 was erroneously listed in the previous version
EURL reports pending | Plant | 1654 | Pencycuron | Pencycuron-PB-Amine | MACP - Plant (2022 ff) |  | Reg. (EU) 2020/785; Applicable from: 06/01/2021 | Pencycuron (sum of pencycuron and pencycuron-PB-amine, expressed as pencycuron) | Obligatory | All (see 'Products to be sampled in 2022'-sheet) | MRM | MRM | Yes | Yes | 0.001 | 2.5 | 100 | 100 | 10 | 1211 | 14 | 0.01 | 0.125 | 86.8 | 88 | 7 | 99 | 8 | 0.05 | 0.05 | 108 | 108 | 6 | 2 | 1 | [19 empty] | CF-35 & CF-36 was erroneously listed in the previous version
EURL reports pending | Plant | 334 | Pendimethalin | Pendimethalin | MACP - Plant (2022 ff) |  | Reg. (EU) 2019/1791 Applicable from: 18/11/2019 | Pendimethalin (F) | Obligatory | All (see 'Products to be sampled in 2022'-sheet) | MRM | MRM | Yes | Yes | 0.002 | 1 | 100.8 | 102 | 11 | 2091 | 15 | 0.01 | 0.375 | 78.6 | 79 | 9 | 96 | 7 | 0.01 | 0.05 | 98.4 | 95 | 11 | 18 | 1 | 0.05 | 0.25 | 90.8 | 91 | 9 | 32 | 1 | [8 empty] | FV2010-M1; FV2010-M4; FV2012-M6; FV2012-M7; FV2014-M11; FV2014-M12; FV2014-M15; FV2014-M16; FV2015-M17; FV2015-M18; FV2017-CEN; FV2017-M22; FV2018-M24; FV2018-M25; FV2019-M29; FV2019-M30; FV2019-M31; FV2019-M32; FV2019-M34; FV 2020-M35; FV 2020-M37; FV 2020-M38; FV 2020-M42; FV 2021-M43 | Method Development, Method Validation, HRAMS Database, Analytical Observation | CF-1; CF-2; CF-11; CF-12; CF-14; CF-17; CF-22; CF-26; CF-27; CF-28; CF-31A; CF-33; CF-35; CF-36; CF-(S1-S9) | Method Validation; Method Validation; Method Validation; Method Validation; Method Validation; Method Validation; Method Validation; Method Validation; Method Validation; Method Validation; Method Validation; Method Validation; Method Validation; Method Validation; Screening Report
EURL reports pending | Plant | 334 | Pendimethalin | Pendimethalin | MACP - Animal (2022 ff) |  | Reg. (EU) 2019/1791 Applicable from: 18/11/2019 | Pendimethalin (F) | Obligatory | All (see 'Products to be sampled in 2022'-sheet) | MRM | MRM | Yes | Yes | FV2010-M1, FV2010-M4, FV2012-M6, FV2012-M7, FV2014-M11, FV2014-M12, FV2014-M15, FV2014-M16, FV2015-M17, FV2015-M18, FV2017-CEN, FV2017-M22, FV2018-M24, FV2018-M25, FV2019-M29, FV2019-M30, FV2019-M31, FV2019-M32, FV2019-M34 | Method Development, Method Validation, HRAMS Database | CF-1; CF-2; CF-11; CF-12; CF-14; CF-17; CF-22; CF-26; CF-27; CF-28; CF-31A; CF-33 | Method Validation; Method Validation; Method Validation; Method Validation; Method Validation; Method Validation; Method Validation; Method Validation; Method Validation; Method Validation; Method Validation; Method Validation | [37 empty] | AO-M09; AO-M08 | Method Development
EURL reports pending | Honey | 334 | Pendimethalin | Pendimethalin | WD - Honey (2022) | Annex VII | Reg. (EU) 2019/1791 Applicable from: 18/11/2019 | Pendimethalin (F) |  | Honey | MRM | MRM | Yes | Yes | 0.002 | 1 | 100.8 | 102 | 11 | 2091 | 15 | 0.01 | 0.375 | 78.6 | 79 | 9 | 96 | 7 | 0.01 | 0.05 | 98.4 | 95 | 11 | 18 | 1 | 0.05 | 0.25 | 90.8 | 91 | 9 | 32 | 1 | [13 empty] | AO-M09; AO-M08; AO-M28 | Method Development; Method Validation
EURL reports pending | Plant | 1282 | Penflufen | Penflufen | WD - Plant (2022) | Annex IV (few findings), Annex III (cummulative) | Reg. (EU) 2021/644; Applicable from: 10/11/2021 | Penflufen (sum of isomers) (F) | 1A | especially interesting on rice | MRM | MRM | Yes | Yes | 0.01 | 0.1 | 103.6 | 105 | 11 | 153 | 2 | [29 empty] | FV2018-M26; FV2019-M31; FV2019-M32; FV2019-M33; FV2019-M34; FV 2020-M39; FV 2020-M42 | Method Development, Method Validation, Analytical observation | CF-13; CF-28 | Method Validation; Method Validation | CF-35 & CF-36 was erroneously listed in the previous version
EURL reports pending | Animal | 1282 | Penflufen | Penflufen | WD - Animal (2022) | Annex II (Support requested from EURLs) | Reg. (EU) 2021/644; Applicable from: 10/11/2021 | Penflufen (sum of isomers) (F) | 1A |  | MRM | MRM | Yes | Yes | 0.01 | 0.01 | 98 | 98 | 5 | 15 | 1 | [34 empty] | AO-M27; AO-M28 | Method Validation
EURL reports pending | Plant | 1192 | Penthiopyrad | Penthiopyrad | WD - Plant (2022) | Annex IV (few findings) | Reg. (EU) 2021/1531; Applicable from: 10/10/2021 | Penthiopyrad | 1B | Findings in aubergines, apples, pears, lettuce, strawberries, tomatoes, spinach | MRM | MRM | Yes | Yes | 0.01 | 0.167 | 102 | 106 | 11 | 155 | 3 | 0.1 | 0.1 | 108.7 | 108 | 4 | 5 | 1 | [22 empty] | FV2018-M26; FV2019-M31; FV2019-M32; FV2019-M33; FV2019-M34; FV 2020-M35; FV 2020-M39; FV 2020-M42; FV 2021-M43 | Method Development, Method Validation, Analytical Observation | CF-13; CF-28 | Method Validation; Method Validation | CF-35 & CF-36 was erroneously listed in the previous version
EURL reports pending | Plant | 340 | Permethrin | Permethrin (sum) | MACP - Plant (2022 ff) |  | Reg. (EU) 2017/623; Applicable from: 26/04/2017 | Permethrin (sum of isomers) | Obligatory | All (see 'Products to be sampled in 2022'-sheet) |  | MRM | Yes | Yes | 0.01 | 2.5 | 98 | 97 | 13 | 785 | 10 | 0.01 | 0.25 | 77 | 80 | 10 | 37 | 2 | 0.01 | 0.01 | 88.9 | 91 | 11 | 14 | 1 | [15 empty] | FV2010-M1; FV2010-M3; FV2010-M4; FV2013-M8; FV2013-M10; FV2014-M11; FV2014-M12; FV2015-M17; FV2017-M22; FV2018-M25; FV2019-M29; FV2019-M31; FV2019-M32; FV2019-M34; FV 2020-M35; FV 2020-M37; FV 2020-M39; FV 2021-M43 | Method Development, Method Validation, HRAMS Database, Analytical Observation | CF-11; CF-12; CF-14; CF-22; CF-27; CF-28; CF-31A; CF-35; CF-36; CF-(S1-S9) | Method Validation; Method Validation; Method Validation; Method Validation; Method Validation; Method Validation; Method Validation; Method Validation; Method Validation; Screening Report
EURL reports pending | Plant | 1318 | Permethrin | Permethrin, cis- | MACP - Plant (2022 ff) |  | Reg. (EU) 2017/623; Applicable from: 26/04/2017 | Permethrin (sum of isomers) | Obligatory | All (see 'Products to be sampled in 2022'-sheet) | MRM | MRM | Yes | Yes | 0.05 | 0.05 | 102.8 | 103 | 8 | 8 | 1 | [7 empty] | 0.05 | 0.05 | 99 | 97 | 10 | 5 | 1 | [15 empty] | FV 2014-M12; | Method Validation |  |  | CF-35 & CF-36 was erroneously listed in the previous version
EURL reports pending | Animal | 340 | Permethrin | Permethrin (sum) | MACP - Animal (2022 ff) |  | Reg. (EU) 2017/623; Applicable from: 26/04/2017 | Permethrin (sum of isomers) | Obligatory | All (see 'Products to be sampled in 2022'-sheet) |  | MRM | Yes | Yes | [41 empty] | AO-M02; AO-M07; AO-M11; AO-M13; AO-M27; AO-M28; AO-M33; AO-M34; AO-M36 | Method Development; Method Validation
EURL reports pending | Plant | 1335 | Permethrin | Permethrin, trans- | MACP - Plant (2022 ff) |  | Reg. (EU) 2017/623; Applicable from: 26/04/2017 | Permethrin (sum of isomers) | Obligatory | All (see 'Products to be sampled in 2022'-sheet) | MRM | MRM | Yes | Yes | 0.05 | 0.05 | 96.7 | 97 | 4 | 8 | 1 | [29 empty] | FV 2014-M12; | Method Validation |  |  | CF-35 & CF-36 was erroneously listed in the previous version
EURL reports pending | Animal | 1318 | Permethrin | Permethrin, cis- | MACP - Animal (2022 ff) |  | Reg. (EU) 2017/623; Applicable from: 26/04/2017 | Permethrin (sum of isomers) | Obligatory | All (see 'Products to be sampled in 2022'-sheet) | MRM | MRM | Yes | Yes | [41 empty] | AO-M33; AO-M34; AO-M36 | Method validation
EURL reports pending | Animal | 1335 | Permethrin | Permethrin, trans- | MACP - Animal (2022 ff) |  | Reg. (EU) 2017/623; Applicable from: 26/04/2017 | Permethrin (sum of isomers) | Obligatory | All (see 'Products to be sampled in 2022'-sheet) | MRM | MRM | Yes | Yes | [41 empty] | AO-M33; AO-M34; AO-M36 | Method validation
NEW 2022; EURL reports pending |  | 342 | Phenmedipham | Phenmedipham | WD - Plant (2022) |  | Reg. (EU) 2015/2075; Applicable from: 09/06/2016 | Phenmedipham | 1A | Found in spinaches, lettuces and strawberries | MRM | MRM | Difficult | Yes
EURL reports pending | Plant | 343 | Phenthoate | Phenthoate | WD - Plant (2022) | Annex IV (few findings) | Reg. (EC) No 839/2008; Applicable from: 01.09.2008 | Phenthoate | 1A | Findings reported in oranges and rice | MRM | MRM | Yes | Yes | 0.01 | 0.1 | 103.8 | 104 | 11 | 750 | 8 | 0.01 | 0.125 | 95 | 96 | 8 | 63 | 5 | 0.01 | 0.05 | 90 | 97 | 26 | 6 | 1 | [15 empty] | FV2010-M1; FV2012-M6; FV2014-M11; FV2014-M12; FV2014-M15; FV2014-M16; FV2015-M17; FV2015-M18; FV2015-M19; FV2017-CEN; FV2017-M22; FV2018-M24; FV2018-M25; FV2018-M26; FV2018-M28; FV2019-M30; FV2019-M31; FV2019-M32; FV2019-M33; FV2019-M34; FV 2020-M35; FV 2020-M38; FV 2020-M39; FV 2020-M42; FV 2021-M43 | Method Development, Method Validation, HRAMS Database, Analytical Observation | CF-2; CF-21; CF-22; CF-27; CF-28; CF-31A; CF-33; CF-35; CF-36; CF-(S1-S9) | Method Validation; Method Validation; Method Validation; Method Validation; Method Validation; Method Validation; Method Validation; Method Validation; Method Validation; Screening Report
EURL reports pending | Plant | 347 | Phosmet | Phosmet | MACP - Plant (2022 ff) |  | Reg. (EU) No 737/2014; Applicable from: 30.07.2014 | Phosmet (phosmet and phosmet oxon expressed as phosmet) (R) | Obligatory | All (see 'Products to be sampled in 2022'-sheet) | MRM | MRM | Yes | Yes | 0.002 | 1 | 97 | 96 | 18 | 834 | 9 | 0.01 | 0.25 | 96 | 95 | 9 | 51 | 3 | 0.01 | 0.05 | 93.8 | 91 | 12 | 20 | 1 | 0.05 | 0.25 | 91.7 | 93 | 11 | 44 | 1 | [8 empty] | FV2010-M1; FV2010-M4; FV2012-M6; FV2012-M7; FV2013-M8; FV2013-M10; FV2014-M11; FV2014-M16; FV2015-M17; FV2015-M18; FV2015-M19; FV2017-CEN; FV2017-M22; FV2018-M24; FV2018-M25; FV2019-M29; FV2019-M30; FV2019-M31; FV2019-M32; FV2019-M34; FV 2020-M35; FV 2020-M37; FV 2020-M38; FV 2020-M39; FV 2020-M42; FV 2021-M43 | Method Development, Method Validation, HRAMS Database, Analytical Observation | CF-2; CF-6; CF-15; CF-21; CF-22; CF-27; CF-28; CF-31A; CF-33; CF-35; CF-36; CF-(S1-S9) | Method Validation; Method Validation; Method Validation; Method Validation; Method Validation; Method Validation; Method Validation; Method Validation; Method Validation; Method Validation; Method Validation; Screening Report
EURL reports pending | Plant | 1121 | Phosmet | Phosmet (sum) | MACP - Plant (2022 ff) |  | Reg. (EU) No 737/2014; Applicable from: 30.07.2014 | Phosmet (phosmet and phosmet oxon expressed as phosmet) (R) | Obligatory | All (see 'Products to be sampled in 2022'-sheet) |  | MRM | [42 empty] | CF-35 & CF-36 was erroneously listed in the previous version
EURL reports pending | Plant | 1122 | Phosmet | Phosmet oxon | MACP - Plant (2022 ff) |  | Reg. (EU) No 737/2014; Applicable from: 30.07.2014 | Phosmet (phosmet and phosmet oxon expressed as phosmet) (R) | Obligatory | All (see 'Products to be sampled in 2022'-sheet) | MRM | MRM | Yes | Yes | 0.002 | 0.1 | 96.4 | 96 | 10 | 209 | 7 | 0.01 | 0.1 | 96 | 96 | 6 | 95 | 5 | 0.01 | 0.05 | 75.5 | 76 | 12 | 2 | 1 | [15 empty] | FV2010-M4; FV2012-M7; FV2014-M16; FV2017-CEN; | Method Development, HRAMS Database | CF-15; CF-21; CF-28; CF-31A; CF-35; CF-36; CF-(S1-S9) | Method Validation; Method Validation; Method Validation; Method Validation; Method Validation; Method Validation; Screening Report
EURL reports pending | Plant | 349 | Phosphane (a.k.a. phosphine) | Phosphane (a.k.a. phosphine) | WD - Plant (2022) | Annex II (Support requested from EURLs) | Reg. (EU) 2016/1785; Applicable from: 28/04/2017 | Phosphane and phosphide salts (sum of phosphane and phosphane generators (relevant phosphide salts), determined and expressed as phosphane) | 2A | Especially found in all cereals among the MACP commodities. (e.g. wheat, rye, oats, rice, barley). Additionally relevant for some non-MACP commodities such as: millet, maize, nuts, oilseeds and dry pulses. High rates of MRL exceedances found in lentils (including organic). | SRM | SRM | Yes | No Data | [40 empty] | CF-35 & CF-36 was erroneously listed in the previous version |  |  | SRM-18 | Method Validation
EURL reports pending | Plant | 541 | Picolinafen | Picolinafen | WD - Interest for Cumulative Risk Assessment | Annex III (cummulative) | Reg. (EU) 2019/1791 Applicable from: 18/11/2019 | Picolinafen |  |  | MRM | MRM | Yes | Yes | 0.001 | 0.1 | 99 | 100 | 15 | 322 | 3 | 0.01 | 0.125 | 87.5 | 90 | 6 | 22 | 2 | 0.05 | 0.05 | 82 | 78 | 11 | 3 | 1 | [15 empty] | FV2012-M6; FV2012-M7; FV2013-M10; FV2014-M11; FV2014-M12; FV2015-M17; FV2017-M22; FV2018-M25; FV2018-M26; FV2019-M33; FV2019-M34; FV 2020-M35; FV 2021-M43 | Method Development, Method Validation, HRAMS Database, Analytical Observation | CF-(S1-S9) | Screening Report | CF-35 & CF-36 was erroneously listed in the previous version
EURL reports pending | Honey | 542 | Picoxystrobin | Picoxystrobin | WD - Honey (2022) |  | Reg. (EU) 2019/91 Applicable from: 13/08/2019 | Picoxystrobin (F) |  |  | MRM | MRM | Yes | Yes | [41 empty] | AO-M28 | Method Validation
EURL reports pending | Plant | 352 | Pirimicarb | Pirimicarb | MACP - Plant (2022 ff) |  | Reg. (EU) 2016/71; Applicable from: 16/08/2016 | Pirimicarb (R) | Obligatory | All (see 'Products to be sampled in 2022'-sheet) | MRM | MRM | Yes | Yes | 0.002 | 1 | 96 | 96 | 8 | 2237 | 17 | 0.01 | 0.125 | 92 | 92 | 5 | 56 | 4 | 0.01 | 0.05 | 90.9 | 90 | 4 | 26 | 1 | [15 empty] | FV2010-M1; FV2010-M3; FV2010-M4; FV2012-M6; FV2012-M7; FV2013-M8; FV2013-M10; FV2014-M11; FV2014-M12; FV2014-M15; FV2014-M16; FV2015-M17; FV2015-M18; FV2015-M19; FV2017-CEN; FV2017-M22; FV2018-M24; FV2018-M25; FV2019-M29; FV2019-M30; FV2019-M31; FV2019-M32; FV2019-M34; FV 2020-M35; FV 2020-M37; FV 2020-M38; FV 2020-M39; FV 2020-M42; FV 2021-M43 | Method Development, Method Validation, HRAMS Database, Analytical Observation | CF-1; CF-11; CF-12; CF-14; CF-22; CF-26; CF-27; CF-28; CF-31A; CF-33; CF-35; CF-36; CF-(S1-S9) | Method Validation; Method Validation; Method Validation; Method Validation; Method Validation; Method Validation; Method Validation; Method Validation; Method Validation; Method Validation; Method Validation; Method Validation; Screening Report
EURL reports pending | Plant | 355 | Pirimiphos-Methyl | Pirimiphos-Methyl | MACP - Plant (2022 ff) |  | Reg. (EU) No 2016/53; Applicable from: 09/08/2016 | Pirimiphos-methyl (F) | Obligatory | All (see 'Products to be sampled in 2022'-sheet) | MRM | MRM | Yes | Yes | 0.002 | 1 | 100.8 | 101 | 9 | 1917 | 18 | 0.01 | 0.25 | 87.6 | 88 | 6 | 87 | 5 | 0.01 | 0.05 | 95 | 96 | 8 | 19 | 1 | [15 empty] | FV2010-M1; FV2010-M3; FV2010-M4; FV2012-M7; FV2013-M8; FV2013-M10; FV2014-M11; FV2014-M12; FV2014-M15; FV2014-M16; FV2015-M17; FV2015-M18; FV2015-M19; FV2017-CEN; FV2017-M22; FV2018-M24; FV2018-M25; FV2019-M29; FV2019-M30; FV2019-M31; FV2019-M32; FV2019-M34; FV 2020-M35; FV 2020-M37; FV 2020-M38; FV 2020-M39; FV 2020-M42; FV 2021-M43 | Method Development, Method Validation, HRAMS Database, Analytical Observation | CF-2; CF-8; CF-11; CF-12; CF-14; CF-22; CF-26; CF-27; CF-28; CF-31A; CF-33; CF-35; CF-36; CF-(S1-S9) | Method Validation; Method Validation; Method Validation; Method Validation; Method Validation; Method Validation; Method Validation; Method Validation; Method Validation; Method Validation; Method Validation; Method Validation; Method Validation; Screening Report
EURL reports pending | Animal | 355 | Pirimiphos-Methyl | Pirimiphos-Methyl | MACP - Animal (2022 ff) |  | Reg. (EU) No 2016/53; Applicable from: 09/08/2016 | Pirimiphos-methyl (F) | Obligatory | All (see 'Products to be sampled in 2022'-sheet) | MRM | MRM | Yes | Yes | [41 empty] | AO-M6; AO-M11; AO-M13; AO-M14; AO-M15; AO-M12; AO-M27; AO-M28; AO-M33 | Method Development; Method Validation
Remove 2023? | Animal | 1462 | Prochloraz | BTS 40348 | Removed from WD - Animal | Annex IV (few findings) | Reg. (EU) 2020/192; Applicable from: 04/09/2020 | _Legally not relevant |  | (Findings don't justify inclusion in EU MACP) Relevant for ruminant's fat, liver and kidney. | MRM | No Data | Yes | Yes
Remove 2023? | Animal | 1362 | Prochloraz | BTS 44595 | Removed from WD - Animal | Annex IV (few findings) | Reg. (EU) 2020/192; Applicable from: 04/09/2020 | Prochloraz (sum of prochloraz, BTS 44595 (M201-04) and BTS 44596 (M201-03), expressed as prochloraz) |  | (Findings don't justify inclusion in EU MACP) Relevant for ruminant's fat, liver and kidney. | MRM | No Data | No | Yes | [41 empty] | AO-M32; AO-M35 | Method validation
EURL reports pending | Plant | 1362 | Prochloraz | BTS 44595 | MACP - Plant (2022 ff) |  | Reg. (EU) 2020/192; Applicable from: 04/09/2020 | Prochloraz (sum of prochloraz, BTS 44595 (M201-04) and BTS 44596 (M201-03), expressed as prochloraz) | Obligatory | All (see 'Products to be sampled in 2022'-sheet) | MRM | MRM | No | Yes | 0.005 | 0.1 | 94 | 94 | 10 | 48 | 1 | 0.01 | 0.1 | 77.7 | 78 | 7 | 20 | 1 | [22 empty] | FV2017-CEN; FV 2020-M39 | Method Development, Method Validation |  |  | CF-35 & CF-36 was erroneously listed in the previous version |  |  | SRM-19 | Anal. Observ. Report
Remove 2023? | Animal | 1363 | Prochloraz | BTS 44596 | Removed from WD - Animal | Annex IV (few findings) | Reg. (EU) 2020/192; Applicable from: 04/09/2020 | Prochloraz (sum of prochloraz, BTS 44595 (M201-04) and BTS 44596 (M201-03), expressed as prochloraz) |  | (Findings don't justify inclusion in EU MACP) Relevant for ruminant's fat, liver and kidney. | MRM | No Data | No | Yes | [41 empty] | AO-M32; AO-M35 | Method validation
EURL reports pending | Plant | 1363 | Prochloraz | BTS 44596 | MACP - Plant (2022 ff) |  | Reg. (EU) 2020/192; Applicable from: 04/09/2020 | Prochloraz (sum of prochloraz, BTS 44595 (M201-04) and BTS 44596 (M201-03), expressed as prochloraz) | Obligatory | All (see 'Products to be sampled in 2022'-sheet) | MRM | MRM | No | Yes | 0.005 | 0.1 | 99.4 | 96 | 18 | 38 | 1 | 0.01 | 0.1 | 85.7 | 87 | 6 | 19 | 1 | [22 empty] | FV2017-CEN; | Method Development, Method Validation |  |  | CF-35 & CF-36 was erroneously listed in the previous version |  |  | SRM-19 | Anal. Observ. Report
Remove 2023? | Animal | 358 | Prochloraz | Prochloraz | Removed from WD - Animal | Annex IV (few findings) | Reg. (EU) 2020/192; Applicable from: 04/09/2020 | Prochloraz (sum of prochloraz, BTS 44595 (M201-04) and BTS 44596 (M201-03), expressed as prochloraz) |  | (Findings don't justify inclusion in EU MACP) Relevant for ruminant's fat, liver and kidney. | MRM | SRM | Difficult | Yes | [41 empty] | AO-M05; AO-M06; AO-M07; AO-M11; AO-M13; AO-M14; AO-M15; AO-M20; AO-M27 | Method Development; Method Validation
EURL reports pending | Plant | 358 | Prochloraz | Prochloraz | MACP - Plant (2022 ff) |  | Reg. (EU) 2020/192; Applicable from: 04/09/2020 | Prochloraz (sum of prochloraz, BTS 44595 (M201-04) and BTS 44596 (M201-03), expressed as prochloraz) | Obligatory | All (see 'Products to be sampled in 2022'-sheet) | MRM | MRM | Difficult | Yes | 0.002 | 1 | 99 | 99 | 10 | 1095 | 9 | 0.01 | 0.125 | 84.7 | 85 | 8 | 121 | 7 | 0.05 | 0.05 | 121 | 121 | 10 | 11 | 1 | 0.1 | 0.5 | 66 | 68 | 9 | 31 | 1 | [8 empty] | FV2010-M1; FV2010-M4; FV2012-M7; FV2014-M11; FV2014-M12; FV2014-M15; FV2014-M16; FV2015-M17; FV2015-M18; FV2015-M19; FV2017-CEN; FV2017-M22; FV2018-M24; FV2018-M25; FV2019-M30; FV2019-M31; FV2019-M32; FV2019-M34; FV 2020-M38; FV 2020-M39; FV 2020-M42 | Method Development, HRAMS Database, Analytical observation | CF-5; CF-12; CF-14; CF-17; CF-22; CF-28; CF-31A; CF-33; CF-35; CF-36; CF-(S1-S9) | Method Validation; Method Validation; Method Validation; Method Validation; Method Validation; Method Validation; Method Validation; Method Validation; Method Validation; Method Validation; Screening Report |  |  |  | SRM-19 | Anal. Observ. Report
EURL reports pending | Plant | 1081 | Prochloraz | Prochloraz (sum) | MACP - Plant (2022 ff) |  | Reg. (EU) 2020/192; Applicable from: 04/09/2020 | Prochloraz (sum of prochloraz, BTS 44595 (M201-04) and BTS 44596 (M201-03), expressed as prochloraz) | Obligatory | All (see 'Products to be sampled in 2022'-sheet) |  | MRM | [38 empty] | FV2010-M1; FV2010-M4; FV2012-M7; FV2014-M11; FV2014-M12; FV2014-M15; FV2014-M16; FV2015-M17; FV2015-M18; FV2015-M19; FV2017-CEN; FV2017-M22; FV2018-M24; FV2018-M25; FV2019-M30; FV2019-M31; FV2019-M32; FV2019-M34 | Method Development, HRAMS Database |  |  | CF-35 & CF-36 was erroneously listed in the previous version |  |  | SRM-19 | Anal. Observ. Report
Remove 2023? | Animal | 1081 | Prochloraz | Prochloraz (Sum) | Removed from WD - Animal | Annex IV (few findings) | Reg. (EU) 2020/192; Applicable from: 04/09/2020 | Prochloraz (sum of prochloraz, BTS 44595 (M201-04) and BTS 44596 (M201-03), expressed as prochloraz) |  | (Findings don't justify inclusion in EU MACP) Relevant for ruminant's fat, liver and kidney. |  | SRM
EURL reports pending | Plant | 359 | Procymidone | Procymidone | MACP - Plant (2022 ff) |  | Reg. (EU) No 1096/2014; Applicable from: 07/05/2015 | Procymidone (R) | Obligatory | All (see 'Products to be sampled in 2022'-sheet) | MRM | MRM | Yes | Difficult | 0.002 | 3 | 100.8 | 101 | 8 | 1465 | 12 | 0.01 | 0.25 | 90.7 | 91 | 7 | 47 | 3 | 0.01 | 0.05 | 94.8 | 93 | 10 | 28 | 1 | 0.01 | 0.05 | 98.2 | 96 | 9 | 49 | 1 | [8 empty] | FV2010-M1; FV2010-M4; FV2012-M6; FV2012-M7; FV2013-M10; FV2014-M11; FV2014-M12; FV2014-M16; FV2015-M17; FV2017-M22; FV2018-M24; FV2018-M25; FV2018-M27; FV2019-M29; FV2019-M34; FV 2020-M35; FV 2020-M37; FV 2020-M42; FV 2021-M43 | Method Development, Method Validation, Analytical observation, HRAMS Database | CF-11; CF-12; CF-14; CF-22; CF-27; CF-28; CF-31A; CF-35; CF-36; CF-(S1-S9) | Method Validation; Method Validation; Method Validation; Method Validation; Method Validation; Method Validation; Method Validation; Method Validation; Method Validation; Screening Report
EURL reports pending | Plant | 360 | Profenofos | Profenofos | MACP - Plant (2022 ff) |  | Corrigendum to Reg. (EU) 2017/978; Applicable from: 04/01/2018 | Profenofos (F) | Obligatory | All (see 'Products to be sampled in 2022'-sheet) | MRM | MRM | Yes | Yes | 0.002 | 1 | 96.9 | 96 | 12 | 701 | 13 | 0.01 | 0.125 | 85.6 | 86 | 6 | 64 | 2 | 0.01 | 0.05 | 92 | 91 | 6 | 19 | 1 | 0.02 | 0.1 | 94.3 | 94 | 9 | 32 | 1 | [8 empty] | FV 2020-M35; FV 2020-M37; FV 2020-M38; FV 2020-M42; FV 2021-M43; FV 2020-M39 | Analytical observation, Method development, Method Validation | CF-21; CF-22; CF-27; CF-28; CF-31A; CF-33; CF-(S1-S9) | Method Validation; Method Validation; Method Validation; Method Validation; Method Validation; Method Validation; Screening Report | CF-35 & CF-36 was erroneously listed in the previous version
EURL reports pending | Animal | 360 | Profenofos | Profenofos | WD - Animal (2022) | Annex IV (few findings) | Corrigendum to Reg. (EU) 2017/978 Applicable from: 04/01/2018 | Profenofos (F) | 1A | Relevant for animal fat, milk and eggs | MRM | MRM | Yes | Yes | [41 empty] | AO-M02; AO-M7; AO-M11; AO-M13; AO-M14; AO-M15; AO-M12; AO-M27; AO-M32; AO-M35 | Method Development; Method Validation
EURL reports pending | Plant | 362 | Propamocarb | Propamocarb | MACP - Plant (2022 ff) |  | Reg. (EU) 2020/856 Applicable from: 09/07/2020 | Propamocarb (Sum of propamocarb and its salts, expressed as propamocarb) (R) | Obligatory (certain commodities) | It shall be only analysed in and on strawberries, head cabbages, spinaches, lettuces, tomatoes and barley in 2022; in and on carrots, cauliflowers, onions and potatoes in 2023; in and on table grapes, melons, aubergines, broccoli, sweet peppers and wheat in 2024. | MRM/SRM | MRM/SRM | Difficult | Yes | 0.002 | 20 | 82.5 | 82 | 15 | 1072 | 13 | 0.01 | 0.1 | 53.2 | 58 | 17 | 31 | 2 | 0.05 | 0.05 | 73 | 73 | 7 | 2 | 1 | [7 empty] | 0.01 | 2.251 | 108 | 107 | 7 | 36 | 1 |  | FV2010-M1; FV2010-M4; FV2012-M7; FV2014-M11; FV2014-M12; FV2014-M16; FV2015-M18; FV2015-M19; FV2017-CEN; FV2018-M24; FV2019-M29; FV2019-M30; FV2019-M31; FV2019-M32; FV2019-M34; FV 2020-M37; FV 2020-M38; FV 2020-M39; FV 2020-M42 | Method Development, Method Validation, HRAMS Database, Analytical observation | CF-1; CF-22; CF-28; CF-31A; CF-35; CF-36; CF-(S1-S9) | Method Validation; Method Validation; Method Validation; Method Validation; Method Validation; Method Validation; Screening Report |  |  |  | SRM-09; SRM-20 | Method development, Method Validation; Anal. Observ. Report
EURL reports pending | Plant | 365 | Propargite | Propargite | MACP - Plant (2022 ff) |  | Reg. (EU) 2018/832 Applicable from: 26/06/2018 | Propargite (F) | Obligatory | All (see 'Products to be sampled in 2022'-sheet) | MRM | MRM | Yes | Yes | 0.004 | 1 | 100.9 | 100 | 11 | 1710 | 11 | 0.01 | 0.125 | 91.6 | 90 | 13 | 47 | 3 | 0.01 | 0.05 | 93.3 | 95 | 11 | 19 | 1 | [15 empty] | FV2010-M1; FV2010-M4; FV2012-M7; FV2013-M8; FV2014-M12; FV2014-M15; FV2014-M16; FV2015-M18; FV2017-CEN; FV2017-M22; FV2018-M24; FV2018-M25; FV2018-M28; FV2019-M29; FV2019-M30; FV2019-M31; FV2019-M32; FV2019-M34; FV 2020-M37; FV 2020-M38; FV 2020-M39; FV 2020-M42 | Method Development, Method Validation, HRAMS Database, Analytical observation | CF-15; CF-21; CF-22; CF-27; CF-28; CF-31A; CF-33; CF-35; CF-36; CF-(S1-S9) | Method Validation; Method Validation; Method Validation; Method Validation; Method Validation; Method Validation; Method Validation; Method Validation; Method Validation; Screening Report
EURL reports pending | Plant | 367 | Propiconazole | Propiconazole | MACP - Plant (2022 ff) |  | Reg. (EU) 2021/155; Applicable from: 02/09/2021 | Propiconazole (Sum of Isomers) | Obligatory | All (see 'Products to be sampled in 2022'-sheet) | MRM | MRM | Yes | Yes | 0.002 | 5 | 98.1 | 98 | 9 | 924 | 13 | 0.01 | 0.125 | 85.7 | 87 | 6 | 91 | 6 | 0.01 | 0.05 | 84.9 | 87 | 8 | 26 | 1 | [15 empty] | FV2010-M1; FV2010-M3; FV2010-M4; FV2012-M6; FV2012-M7; FV2014-M11; FV2014-M12; FV2014-M15; FV2014-M16; FV2015-M18; FV2015-M19; FV2017-M22; FV2018-M24; FV2018-M25; FV2018-M28; FV2019-M29; FV2019-M30; FV2019-M31; FV2019-M32; FV2019-M34; FV 2020-M35; FV 2020-M37; FV 2020-M38; FV 2020-M39; FV 2021-M42; FV 2020-M43 | Method Development, Method Validation, HRAMS Database, Analytical Observation | CF-11; CF-12; CF-14; CF-17; CF-22; CF-27; CF-28 CF-31A; CF-33; CF-35; CF-36; CF-(S1-S9) | Method Validation; Method Validation; Method Validation; Method Validation; Method Validation; Method Validation; Method Validation; Method Validation; Method Validation; Method Validation; Method Validation; Screening Report
EURL reports pending | Plant | 370 | Propyzamide | Propyzamide | MACP - Plant (2022 ff) |  | Reg. (EU) No 1127/2014; Applicable from: 13.05.2015 | Propyzamide (F) (R) | Obligatory | All (see 'Products to be sampled in 2022'-sheet) | MRM | MRM | Yes | Yes | 0.002 | 1 | 100.7 | 101 | 11 | 1847 | 18 | 0.01 | 0.375 | 90.9 | 91 | 7 | 77 | 5 | 0.01 | 0.05 | 96 | 94 | 9 | 20 | 1 | 0.01 | 0.05 | 85.9 | 86 | 9 | 49 | 1 | [8 empty] | FV2010-M1; FV2010-M4; FV2012-M6; FV2013-M8; FV2014-M11; FV2014-M12; FV2014-M15; FV2014-M16; FV2015-M18; FV2015-M19; FV2017-CEN; FV2017-M22; FV2018-M24; FV2018-M25; FV2019-M29; FV2019-M30; FV2019-M31; FV2019-M32; FV2019-M34; FV 2020-M35; FV 2020-M37; FV 2020-M38; FV 2020-M39; FV 2020-M42; FV 2021-M43 | Method Development, Method Validation, Analytical Observation, HRAMS Database | CF-2; CF-21; CF-22; CF-27; CF-28; CF-31A; CF-33; CF-35; CF-36; CF-(S1-S9) | Method Validation; Method Validation; Method Validation; Method Validation; Method Validation; Method Validation; Method Validation; Method Validation; Method Validation; Screening Report
EURL reports pending | Plant | 821 | Proquinazid | Proquinazid | MACP - Plant (2022 ff) |  | Reg.(EU) No 616/2021; Applicable from: 06/11/2021 | Proquinazid (R) | Obligatory | All (see 'Products to be sampled in 2022'-sheet) | MRM | MRM | Yes | Yes | [36 empty] | FV2014-M12; FV2015-M18; FV2018-M24; FV2018-M26; FV2019-M30; FV2019-M31; FV2019-M32; FV2019-M34; FV 2020-M37; FV 2020-M38; FV 2020-M39; FV 2020-M42 | Method Development, Method Validation, HRAMS Database, Analytical observation | CF-4; CF-5; CF-28; CF-(S1-S9) | Method Validation; Method Validation; Method Validation; Screening Report | CF-35 & CF-36 was erroneously listed in the previous version
EURL reports pending | Plant | 371 | Prosulfocarb | Prosulfocarb | MACP - Plant (2022 ff) |  | Reg. (EU) No 777/2013; Applicable from: 06.03.2014 | Prosulfocarb | Obligatory | All (see 'Products to be sampled in 2022'-sheet) | MRM | MRM | Yes | Yes | 0.001 | 0.2 | 99.3 | 99 | 9 | 989 | 12 | 0.01 | 0.125 | 80.3 | 80 | 7 | 102 | 8 | 0.05 | 0.05 | 115 | 115 | 1 | 2 | 1 | [15 empty] | FV2010-M4; FV2012-M7; FV2013-M10; FV2014-M11; FV2015-M17; FV2017-M22; FV2018-M25; FV2019-M29; FV2019-M31; FV2019-M32; FV2019-M34; FV 2020-M37; FV 2020-M38; FV 2020-M39; FV 2020-M42; FV 2021-M43 | Method Development, Method Validation, HRAMS Database, Analytical Observation | CF-22; CF-28; CF-31A; CF-35; CF-36; CF-(S1-S9) | Method Validation; Method Validation; Method Validation; Method Validation; Method Validation; Screening Report
EURL reports pending | Plant | 653 | Prothioconazole | Prothioconazole | MACP - Plant (2022 ff) |  | - | _Legally not relevant | Obligatory (certain commodities) | It shall be only analysed in and on head cabbages, lettuces, tomatoes, oats and barley in 2022; in and on carrots, onions, rye and brown rice in 2023; in and on sweet peppers and wheat in 2024. | MRM/SRM | MRM/SRM | Difficult | Yes | 0.002 | 0.2 | 98 | 97 | 18 | 331 | 4 | 0.01 | 0.125 | 86 | 87 | 13 | 23 | 3 | [22 empty] | FV2010-M1; FV2012-M7; FV2014-M16; FV2015-M18; FV2017-CEN; FV2018-M24; FV2018-M26; FV2019-M29; FV2019-M32; FV2019-M34; FV 2020-M42 | Method Development, Method Validation, HRAMS Database, Analytical observation |  |  | CF-35 & CF-36 was erroneously listed in the previous version
EURL reports pending | Plant | 931 | Prothioconazole | Prothioconazole-Desthio | MACP - Plant (2022 ff) |  | Reg. (EU) 2019/552 Applicable from: 25/04/2019 | Prothioconazole: prothioconazole-desthio (sum of isomers) (F) | Obligatory (certain commodities) | It shall be only analysed in and on head cabbages, lettuces, tomatoes, oats and barley in 2022; in and on carrots, onions, rye and brown rice in 2023; in and on sweet peppers and wheat in 2024. | MRM/SRM | MRM/SRM | Yes | Yes | 0.002 | 0.4 | 102 | 104 | 13 | 178 | 4 | 0.01 | 0.125 | 86.7 | 87 | 7 | 36 | 2 | 0.05 | 0.05 | 110.5 | 111 | 5 | 2 | 1 | [15 empty] | FV2010-M4; FV2012-M7; FV2014-M16; FV2017-CEN; FV2018-M26; FV2018-M27; FV2019-M32; | Method Development, Method Validation, Analytical observation, HRAMS Database | CF-9; CF-12; CF-17; CF-22; CF-26; CF-28; CF-31A; CF-33; CF-35; CF-36; CF-(S1-S9) | Method Validation; Method Validation; Method Validation; Method Validation; Method Validation; Method Validation; Method Validation; Method Validation; Method Validation; Method Validation; Screening Report
EURL reports pending | Animal | 931 | Prothioconazole | Prothioconazole-Desthio | WD - Animal (2022) | Annex IV (few findings) | Reg. (EU) 2019/552 Applicable from: 25/04/2019 | Prothioconazole: prothioconazole-desthio (sum of isomers) (F) | 2A | Relevant for ruminant's and swine liver and kidney | MRM | MRM/SRM | Yes | Yes | [41 empty] | AO-M14; AO-M15; AO-M27 | Method Development; Method Validation
EURL reports pending | Plant | 373 | Prothiofos | Prothiofos | WD - Plant (2022) | Annex IV (few findings) | - | _No specific RD established so far | 1B | Substance mainly of interest for imported commodities. Findings reported in citrus fruits, aubergines and wheat | MRM | MRM | Yes | Yes | 0.01 | 1 | 99 | 99 | 11 | 603 | 9 | 0.05 | 0.375 | 72 | 72 | 10 | 18 | 3 | 0.05 | 0.05 | 104 | 104 | 14 | 2 | 1 | [15 empty] | FV2010-M4; FV2012-M7; FV2013-M10; FV2014-M11; FV2014-M12; FV2014-M15; FV2014-M16; FV2015-M17; FV2015-M18; FV2017-M22; FV2018-M25; FV2018-M26; FV2019-M30; FV2019-M32; FV2019-M33; FV2019-M34; FV 2020-M35; FV 2020-M38; FV 2021-M42; FV 2020-M43 | Method Development, Method Validation, HRAMS Database, Analytical Observation | CF-2; CF-21; CF-22; CF-27; CF-28; CF-31A; CF-33; CF-35; CF-36; CF-(S1-S9) | Method Validation; Method Validation; Method Validation; Method Validation; Method Validation; Method Validation; Method Validation; Method Validation; Method Validation; Screening Report
EURL reports pending | Plant | 374 | Pymetrozine | Pymetrozine | MACP - Plant (2022 ff) |  | Reg. (EU) 2021/155; Applicable from: 02/09/2021 | Pymetrozine (R) | Obligatory (certain commodities) | It shall only be analysed in and on head cabbages, lettuces, strawberries, spinaches and tomatoes in 2022; in and on aubergines, melons and sweet peppers in 2024. The substance shall not be analysed in or on any product in 2023. | MRM/SRM | MRM/SRM | Yes | Yes | 0.001 | 0.24 | 52.8 | 53 | 13 | 541 | 7 | 0.01 | 0.1 | 92.3 | 92 | 9 | 42 | 3 | 0.05 | 0.05 | 73 | 71 | 3 | 3 | 1 | [15 empty] | FV2010-M4; FV2012-M6; FV2012-M7; FV2014-M11; FV2014-M12; FV2014-M16; FV2015-M18; FV2015-M19; FV2018-M24; FV2018-M28; FV2019-M29; FV2019-M30; FV2019-M31; FV2019-M32; FV2019-M34; FV 2020-M37; FV 2020-M38; FV 2020-M39; FV 2020-M42 | Method Development, Method Validation, HRAMS Database, Analytical observation | CF-1; CF-31A; CF-(S1-S9) | Method Validation; Method Validation; Screening Report | CF-35 & CF-36 was erroneously listed in the previous version |  |  | SRM-32 | Anal. Observ. Report
EURL reports pending | Plant | 496 | Pyraclostrobin | Pyraclostrobin | MACP - Plant (2022 ff) |  | Reg. (EU) 2020/1633; Applicable from: 25/05/2021 | Pyraclostrobin (F) | Obligatory | All (see 'Products to be sampled in 2022'-sheet) | MRM | MRM | Yes | Yes | 0.002 | 0.5 | 99.4 | 99 | 10 | 997 | 9 | 0.01 | 0.125 | 90.1 | 91 | 6 | 72 | 7 | 0.05 | 0.05 | 106.5 | 107 | 4 | 2 | 1 | [15 empty] | FV2010-M1; FV2010-M4; FV2012-M6; FV2012-M7; FV2014-M11; FV2014-M12; FV2014-M15; FV2014-M16; FV2015-M18; FV2015-M19; FV2017-CEN; FV2017-M22; FV2018-M24; FV2018-M25; FV2019-M29; FV2019-M30; FV2019-M31; FV2019-M32; FV2019-M34; FV 2020-M35; FV 2020-M37; FV 2020-M38; FV 2020-M39; FV 2020-M42; FV 2021-M43 | Method Development, Method Validation, HRAMS Database, Analytical Observation | CF-1; CF-4; CF-12; CF-17; CF-22; CF-26; CF-28; CF-31A; CF-33; CF-35; CF-36; CF-(S1-S9) | Method Validation; Method Validation; Method Validation; Method Validation; Method Validation; Method Validation; Method Validation; Method Validation; Method Validation; Method Validation; Method Validation; Screening Report
EURL reports pending | Plant | 376 | Pyrethrins | Pyrethrin (sum) | WD - Plant (2022) | Annex II (Support requested from EURLs) | Reg. (EC) No 149/2008; Applicable from: 01.09.2008 | Pyrethrins | 2A | Especially relevant for all kinds of fruits, vegetables and cereals within the EU MACP scope. Additionally relevant for several non-MACP commodities such as: currants, strawberries, oranges, peaches, grapes, fresh herbs (e.g. basil), nuts (e.g. almonds, coconuts, hazelnuts), pineapples, pomegranates, sunflower seeds, green beans, cereals and pulses (e.g. dry beans, rice, barley, rye), fruiting vegetables (e.g. sweet peppers and tomatoes) and leafy vegetables (e.g. spinach, lettuce and rucola). |  | MRM/SRM | Difficult | Yes | 0.01 | 4 | 101 | 100 | 14 | 365 | 3 | 0.125 | 5.375 | 101.5 | 101 | 16 | 8 | 1 | [22 empty] | FV2014-M11; FV2014-M15; FV2014-M16; FV2015-M18; FV2018-M24; FV2018-M26; FV2019-M32; FV2019-M33; FV2019-M34; FV 2020-M39 | Method Development, Method Validation, HRAMS Database |  |  | CF-35 & CF-36 was erroneously listed in the previous version
EURL reports pending | Plant | 767 | Pyrethrins | Pyrethrins, Cinerin I | WD - Plant (2022) | Annex II (Support requested from EURLs) | Reg. (EC) No 149/2008; Applicable from: 01.09.2008 | Pyrethrins | 2A | Especially relevant for all kinds of fruits, vegetables and cereals within the EU MACP scope. Additionally relevant for several non-MACP commodities such as: currants, strawberries, oranges, peaches, grapes, fresh herbs (e.g. basil), nuts (e.g. almonds, coconuts, hazelnuts), pineapples, pomegranates, sunflower seeds, green beans, cereals and pulses (e.g. dry beans, rice, barley, rye), fruiting vegetables (e.g. sweet peppers and tomatoes) and leafy vegetables (e.g. spinach, lettuce and rucola). | MRM/SRM | MRM/SRM | Difficult | Yes | 0.01 | 0.2 | 92 | 92 | 15 | 95 | 3 | 0.05 | 0.1 | 82.3 | 84 | 8 | 9 | 1 | 0.05 | 0.05 | 97 | 97 |  | 1 | 1 | [15 empty] | FV2019-M33; | Method Validation |  |  | CF-35 & CF-36 was erroneously listed in the previous version
EURL reports pending | Plant | 768 | Pyrethrins | Pyrethrins, Cinerin II | WD - Plant (2022) | Annex II (Support requested from EURLs) | Reg. (EC) No 149/2008; Applicable from: 01.09.2008 | Pyrethrins | 2A | Especially relevant for all kinds of fruits, vegetables and cereals within the EU MACP scope. Additionally relevant for several non-MACP commodities such as: currants, strawberries, oranges, peaches, grapes, fresh herbs (e.g. basil), nuts (e.g. almonds, coconuts, hazelnuts), pineapples, pomegranates, sunflower seeds, green beans, cereals and pulses (e.g. dry beans, rice, barley, rye), fruiting vegetables (e.g. sweet peppers and tomatoes) and leafy vegetables (e.g. spinach, lettuce and rucola). | MRM/SRM | MRM/SRM | Difficult | Yes | 0.01 | 0.2 | 93 | 93 | 10 | 99 | 3 | 0.05 | 0.1 | 84.9 | 85 | 7 | 10 | 1 | 0.05 | 0.05 | 85.5 | 86 | 16 | 2 | 1 | [15 empty] | FV2019-M33; | Method Validation |  |  | CF-35 & CF-36 was erroneously listed in the previous version
EURL reports pending | Plant | 769 | Pyrethrins | Pyrethrins, Jasmolin I | WD - Plant (2022) | Annex II (Support requested from EURLs) | Reg. (EC) No 149/2008; Applicable from: 01.09.2008 | Pyrethrins | 2A | Especially relevant for all kinds of fruits, vegetables and cereals within the EU MACP scope. Additionally relevant for several non-MACP commodities such as: currants, strawberries, oranges, peaches, grapes, fresh herbs (e.g. basil), nuts (e.g. almonds, coconuts, hazelnuts), pineapples, pomegranates, sunflower seeds, green beans, cereals and pulses (e.g. dry beans, rice, barley, rye), fruiting vegetables (e.g. sweet peppers and tomatoes) and leafy vegetables (e.g. spinach, lettuce and rucola). | MRM/SRM | MRM/SRM | Difficult | Yes | 0.01 | 0.2 | 89 | 89 | 15 | 100 | 3 | 0.05 | 0.1 | 83.7 | 87 | 9 | 9 | 1 | 0.05 | 0.05 | 119.5 | 120 | 4 | 2 | 1 | [15 empty] | FV2019-M33; | Method Validation |  |  | CF-35 & CF-36 was erroneously listed in the previous version
EURL reports pending | Plant | 770 | Pyrethrins | Pyrethrins, Jasmolin II | WD - Plant (2022) | Annex II (Support requested from EURLs) | Reg. (EC) No 149/2008; Applicable from: 01.09.2008 | Pyrethrins | 2A | Especially relevant for all kinds of fruits, vegetables and cereals within the EU MACP scope. Additionally relevant for several non-MACP commodities such as: currants, strawberries, oranges, peaches, grapes, fresh herbs (e.g. basil), nuts (e.g. almonds, coconuts, hazelnuts), pineapples, pomegranates, sunflower seeds, green beans, cereals and pulses (e.g. dry beans, rice, barley, rye), fruiting vegetables (e.g. sweet peppers and tomatoes) and leafy vegetables (e.g. spinach, lettuce and rucola). | MRM/SRM | MRM/SRM | Difficult | Yes | 0.01 | 0.2 | 88.6 | 87 | 14 | 94 | 3 | 0.1 | 0.1 | 106.4 | 102 | 16 | 5 | 1 | 0.05 | 0.05 | 125 | 125 | 1 | 2 | 1 | [15 empty] | FV2019-M33; | Method Validation |  |  | CF-35 & CF-36 was erroneously listed in the previous version
EURL reports pending | Plant | 765 | Pyrethrins | Pyrethrins, Pyrethrin I | WD - Plant (2022) | Annex II (Support requested from EURLs) | Reg. (EC) No 149/2008; Applicable from: 01.09.2008 | Pyrethrins | 2A | Especially relevant for all kinds of fruits, vegetables and cereals within the EU MACP scope. Additionally relevant for several non-MACP commodities such as: currants, strawberries, oranges, peaches, grapes, fresh herbs (e.g. basil), nuts (e.g. almonds, coconuts, hazelnuts), pineapples, pomegranates, sunflower seeds, green beans, cereals and pulses (e.g. dry beans, rice, barley, rye), fruiting vegetables (e.g. sweet peppers and tomatoes) and leafy vegetables (e.g. spinach, lettuce and rucola). | MRM/SRM | MRM/SRM | Difficult | Yes | 0.004 | 1.12 | 94.2 | 93 | 11 | 166 | 4 | 0.05 | 0.1 | 88.7 | 89 | 6 | 15 | 1 | 0.05 | 0.05 | 116.5 | 117 | 18 | 2 | 1 | [19 empty] | CF-35 & CF-36 was erroneously listed in the previous version
EURL reports pending | Plant | 766 | Pyrethrins | Pyrethrins, Pyrethrin II | WD - Plant (2022) | Annex II (Support requested from EURLs) | Reg. (EC) No 149/2008; Applicable from: 01.09.2008 | Pyrethrins | 2A | Especially relevant for all kinds of fruits, vegetables and cereals within the EU MACP scope. Additionally relevant for several non-MACP commodities such as: currants, strawberries, oranges, peaches, grapes, fresh herbs (e.g. basil), nuts (e.g. almonds, coconuts, hazelnuts), pineapples, pomegranates, sunflower seeds, green beans, cereals and pulses (e.g. dry beans, rice, barley, rye), fruiting vegetables (e.g. sweet peppers and tomatoes) and leafy vegetables (e.g. spinach, lettuce and rucola). | MRM/SRM | MRM/SRM | Difficult | Yes | 0.004 | 0.46 | 94 | 92 | 11 | 156 | 4 | 0.05 | 0.1 | 97 | 97 | 7 | 20 | 1 | 0.05 | 0.05 | 93.5 | 94 | 2 | 2 | 1 | [19 empty] | CF-35 & CF-36 was erroneously listed in the previous version
EURL reports pending | Plant | 377 | Pyridaben | Pyridaben | MACP - Plant (2022 ff) |  | Reg. (EU) 2020/1565; Applicable from: 17/11/2020 | Pyridaben (F) | Obligatory | All (see 'Products to be sampled in 2022'-sheet) | MRM | MRM | Yes | Yes | 0.002 | 1 | 101 | 100 | 10 | 1463 | 15 | 0.01 | 0.125 | 76.5 | 78 | 8 | 44 | 2 | 0.01 | 0.05 | 85 | 88 | 12 | 6 | 1 | 0.05 | 0.25 | 75 | 71 | 23 | 50 | 1 | [8 empty] | FV2010-M1; FV2010-M3; FV2010-M4; FV2012-M6; FV2012-M7; FV2013-M8; FV2014-M11; FV2014-M12; FV2014-M15; FV2014-M16; FV2015-M17; FV2015-M18; FV2015-M19; FV2017-CEN; FV2017-M22; FV2018-M24; FV2018-M25; FV2019-M29; FV2019-M30; FV2019-M31; FV2019-M32; FV2019-M34; FV 2020-M35; FV 2020-M37; FV 2020-M38; FV 2020-M39; FV 2020-M42; FV 2021-M43 | Method Development, Method Validation, HRAMS Database, Analytical Observation | CF-1; CF-21; CF-22; CF-27; CF-28; CF-31A; CF-33; CF-35; CF-36; CF-(S1-S9) | Method Validation; Method Validation; Method Validation; Method Validation; Method Validation; Method Validation; Method Validation; Method Validation; Method Validation; Screening Report
EURL reports pending | Plant | 844 | Pyridalyl | Pyridalyl | MACP - Plant (2022 ff) |  | Reg.(EU) No 616/2021; Applicable from: 06/11/2021 | Pyridalyl | Obligatory | All (see 'Products to be sampled in 2022'-sheet) | MRM | No Data | Yes | Yes | 0.002 | 0.1 | 99.5 | 98 | 16 | 223 | 4 | 0.01 | 0.1 | 59.5 | 61 | 6 | 11 | 2 | [22 empty] | FV2012-M7; FV2018-M26; FV2019-M31; FV2019-M32; FV2019-M34; FV 2020-M37; FV 2020-M39; FV 2020-M42 | Method Development, Method Validation, HRAMS Database, Analytical observation | CF-19; CF-28 | Method Validation; Method Validation | CF-35 & CF-36 was erroneously listed in the previous version
EURL reports pending | Plant | 811 | Pyridate | CL 9673 (6-chloro-4-hydroxy-3-phenylpyridazin, a.k.a. Pyridafol) | WD - Interest for Cumulative Risk Assessment | Annex II (Support requested from EURLs); Annex III (cummulative) | Reg. (EU) No 1127/2014; Applicable from: 13.05.2015 | Pyridate (sum of pyridate, its hydrolysis product CL 9673 (6-chloro-4-hydroxy-3-phenylpyridazin) and hydrolysable conjugates of CL 9673 expressed as pyridate) |  | especially relevant for grapefruit, oranges, sweet pepper, avocado, Brussel's sprouts, celery, dill, leek, mandarins and tea | MRM | SRM | Yes | Yes | [36 empty] | FV 2020-M38; FV 2020-M39; FV 2020-M42 | Analytical observation, Method development, Method Validation |  |  | CF-35 & CF-36 was erroneously listed in the previous version |  |  | SRM-22 | Anal. Observ. Report
EURL reports pending | Plant | 379 | Pyridate | Pyridate | WD - Interest for Cumulative Risk Assessment | Annex II (Support requested from EURLs); Annex III (cummulative) | Reg. (EU) No 1127/2014; Applicable from: 13.05.2015 | Pyridate (sum of pyridate, its hydrolysis product CL 9673 (6-chloro-4-hydroxy-3-phenylpyridazin) and hydrolysable conjugates of CL 9673 expressed as pyridate) |  | especially relevant for grapefruit, oranges, sweet pepper, avocado, Brussel's sprouts, celery, dill, leek, mandarins and tea | MRM | SRM | Yes | Yes | 0.001 | 0.1 | 72 | 74 | 19 | 201 | 2 | 0.01 | 0.125 | 73.7 | 69 | 18 | 17 | 2 | [22 empty] | FV2012-M7; FV2015-M18; FV2018-M24; FV2019-M31; FV2019-M32; FV2019-M33; FV2019-M34; | Method Development, Method Validation, HRAMS Database | CF-1; CF-28; CF-31A; CF-35 | Method Validation; Method Validation; Method Validation; Method Validation | CF-36 was erroneously listed in the previous version |  |  | SRM-22 | Anal. Observ. Report
EURL reports pending | Plant | 1669 | Pyridate | Pyridate (Sum, following hydrolysis) | WD - Interest for Cumulative Risk Assessment | Annex II (Support requested from EURLs); Annex III (cummulative) | Reg. (EU) No 1127/2014; Applicable from: 13.05.2015 | Pyridate (sum of pyridate, its hydrolysis product CL 9673 (6-chloro-4-hydroxy-3-phenylpyridazin) and hydrolysable conjugates of CL 9673 expressed as pyridate) |  | especially relevant for grapefruit, oranges, sweet pepper, avocado, Brussel's sprouts, celery, dill, leek, mandarins and tea |  | SRM | Yes | Yes | [40 empty] | CF-35 & CF-36 was erroneously listed in the previous version |  |  | SRM-22 | Anal. Observ. Report
EURL reports pending | Plant | 381 | Pyrimethanil | Pyrimethanil | MACP - Plant (2022 ff) |  | Reg. (EU) 2018/832 Applicable from: 26/06/2018 | Pyrimethanil (R) | Obligatory | All (see 'Products to be sampled in 2022'-sheet) | MRM | MRM | Yes | Yes | 0.002 | 2.8 | 97.6 | 96 | 9 | 2286 | 17 | 0.01 | 0.125 | 77 | 79 | 8 | 58 | 4 | 0.01 | 0.05 | 94 | 94 | 7 | 20 | 1 | 0.03 | 0.15 | 87.3 | 88 | 11 | 32 | 1 | [8 empty] | FV2010-M1; FV2010-M4; FV2012-M7; FV2013-M8; FV2013-M10; FV2014-M11; FV2014-M12; FV2014-M15; FV2014-M16; FV2015-M17; FV2015-M18; FV2015-M19; FV2017-CEN; FV2017-M22; FV2018-M24; FV2018-M25; FV2019-M29; FV2019-M30; FV2019-M31; FV2019-M32; FV2019-M34; FV 2020-M35; FV 2020-M37; FV 2020-M38; FV 2020-M39; FV 2020-M42; FV 2021-M43 | Method Development, Method Validation, HRAMS Database, Analytical Observation | CF-1; CF-2; CF-11; CF-12; CF-14; CF-22; CF-26; CF-27; CF-28; CF-31A; CF-33; CF-35; CF-36; CF-(S1-S9) | Method Validation; Method Validation; Method Validation; Method Validation; Method Validation; Method Validation; Method Validation; Method Validation; Method Validation; Method Validation; Method Validation; Method Validation; Method Validation; Screening Report
EURL reports pending | Plant | 1286 | Pyriofenone | Pyriofenone | WD - Plant (2022) | Annex II (Support requested from EURLs) | Reg. (EU) 2020/1566; Applicable from: 17/05/2021 | Pyriofenone | 1A | Found in wines. | MRM | MRM | Yes | Yes | 0.05 | 0.05 | 98 | 97 | 3 | 10 | 1 | [29 empty] | FV2018-M26; FV2019-M31; FV2019-M32; FV2019-M34; FV 2020-M35; FV 2020-M42; FV 2021-M43 | Method Development, Method Validation, Analytical Observation | CF-29 | Method Validation | CF-35 & CF-36 was erroneously listed in the previous version
EURL reports pending | Plant | 1286 | Pyriofenone | Pyriofenone | WD - Interest for Cumulative Risk Assessment | Annex III (cummulative) | Reg. (EU) 2020/1566; Applicable from: 17/05/2021 | Pyriofenone |  | especially interesting on table grapes | MRM | MRM | Yes | Yes | 0.05 | 0.05 | 98 | 97 | 3 | 10 | 1 | [29 empty] | FV2018-M26; FV2019-M31; FV2019-M32; FV2019-M34; FV 2020-M35; FV 2020-M42; FV 2021-M43 | Method Development, Method Validation, Analytical Observation | CF-29 | Method Validation
EURL reports pending | Plant | 382 | Pyriproxyfen | Pyriproxyfen | MACP - Plant (2022 ff) |  | Reg. (EU) 2020/856 Applicable from: 09/07/2020 | Pyriproxyfen (F) | Obligatory | All (see 'Products to be sampled in 2022'-sheet) | MRM | MRM | Yes | Yes | 0.002 | 1 | 98.9 | 98 | 10 | 1596 | 10 | 0.01 | 0.125 | 76.8 | 78 | 7 | 94 | 6 | 0.01 | 0.05 | 76 | 81 | 13 | 26 | 1 | [15 empty] | FV2010-M1; FV2010-M3; FV2010-M4; FV2012-M6; FV2012-M7; FV2013-M8; FV2013-M10; FV2014-M11; FV2014-M12; FV2014-M15; FV2014-M16; FV2015-M17; FV2015-M18; FV2015-M19; FV2017-CEN; FV2017-M22; FV2018-M24; FV2018-M25; FV2019-M29; FV2019-M30; FV2019-M31; FV2019-M32; FV2019-M34; FV 2020-M35; FV 2020-M37; FV 2020-M38; FV 2020-M39; FV 2020-M42; FV 2021-M43 | Method Development, Method Validation, HRAMS Database, Analytical Observation | CF-15; CF-21; CF-22; CF-26; CF-27; CF-28; CF-31A; CF-33; CF-35; CF-36; CF-(S1-S9) | Method Validation; Method Validation; Method Validation; Method Validation; Method Validation; Method Validation; Method Validation; Method Validation; Method Validation; Method Validation; Screening Report
EURL reports pending | Plant | 384 | Quinalphos | Quinalphos | WD - Plant (2022) | Annex IV (few findings) | Reg. (EU) 2015/868 Applicable from: 30/12/2015 | Quinalphos (F) | 1B | Found in peas with pods | MRM | MRM | Yes | Yes | 0.01 | 0.4 | 99.6 | 99 | 11 | 1018 | 14 | 0.05 | 0.25 | 75.3 | 77 | 8 | 20 | 3 | 0.01 | 0.05 | 89.5 | 81 | 27 | 6 | 1 | [15 empty] | FV2010-M3; FV2010-M4; FV2012-M6; FV2012-M7; FV2013-M8; FV2013-M10; FV2014-M11; FV2015-M17; FV2017-M22; FV2018-M25; FV2018-M28; FV2019-M31; FV2019-M32; FV2019-M33; FV2019-M34; FV 2020-M35; FV 2020-M38; FV 2020-M39; FV 2020-M40; FV 2020-M42; FV 2021-M43 | Method Development, Method Validation, HRAMS Database, Analytical Observation | CF-2; CF-28; CF-(S1-S9) | Method Validation; Method Validation; Screening Report | CF-35 & CF-36 was erroneously listed in the previous version
EURL reports pending | Plant | 386 | Quinoclamine | Quinoclamine | WD - Interest for Cumulative Risk Assessment | Annex III (cummulative) | Reg. (EU) No 703/2014; Applicable from: 16.01.2015 | Quinoclamine |  |  | MRM | MRM | Yes | Yes | 0.01 | 0.5 | 99 | 99 | 15 | 314 | 3 | 0.025 | 0.375 | 93.5 | 92 | 13 | 6 | 2 | 0.05 | 0.05 | 96 | 99 | 5 | 3 | 1 | [15 empty] | FV2012-M7; FV2015-M18; FV2017-M22; FV2018-M24; FV2018-M25; FV2018-M26; FV2018-M28; FV2019-M30; FV2019-M31; FV2019-M32; FV2019-M33; FV2019-M34; FV 2020-M38; FV 2020-M39; FV 2020-M42 | Method Development, Method Validation, HRAMS Database, Analytical observation | CF-34 | Method Validation | CF-35 & CF-36 was erroneously listed in the previous version
EURL reports pending | Plant | 387 | Quinoxyfen | Quinoxyfen | MACP - Plant (2022 ff) |  | Reg. (EU) No 36/2014; Applicable from: 10.02.2014 | Quinoxyfen (F) | Obligatory | All (see 'Products to be sampled in 2022'-sheet) | MRM | MRM | Yes | Yes | 0.002 | 1 | 99.4 | 99 | 9 | 1960 | 13 | 0.01 | 0.375 | 58.1 | 59 | 10 | 91 | 6 | 0.05 | 0.05 | 105.5 | 106 | 11 | 2 | 1 | 0.02 | 0.1 | 85.5 | 86 | 11 | 49 | 1 | [8 empty] | FV2010-M1; FV2010-M4; FV2012-M7; FV2013-M10; FV2014-M11; FV2014-M12; FV2014-M15; FV2014-M16; FV2015-M17; FV2015-M18; FV2015-M19; FV2017-CEN; FV2017-M22; FV2018-M24; FV2018-M25; FV2018-M28; FV2019-M29; FV2019-M30; FV2019-M31; FV2019-M32; FV2019-M34; FV 2020-M35; FV 2020-M37; FV 2020-M38; FV 2020-M39; FV 2021-M42; FV 2020-M43 | Method Development, Method Validation, HRAMS Database, Analytical Observation | CF-11; CF-12; CF-14; CF-22; CF-27; CF-28; CF-31A; CF-33; CF-35; CF-36; CF-(S1-S9) | Method Validation; Method Validation; Method Validation; Method Validation; Method Validation; Method Validation; Method Validation; Method Validation; Method Validation; Method Validation; Screening Report
EURL reports pending | Plant | 335 | Quintozene | Pentachloroaniline | WD - Plant (2022) | Annex IV (few findings) | Reg. (EU) No 899/2012; Applicable from: 26.04.2013 | Quintozene (sum of quintozene and pentachloro-aniline expressed as quintozene) (F) | 1A |  | MRM | MRM | Yes | No Data | 0.01 | 0.17 | 99 | 99 | 13 | 498 | 6 | 0.1 | 0.25 | 65.3 | 67 | 11 | 13 | 2 | 0.05 | 0.05 | 92 | 92 | 3 | 5 | 1 | [15 empty] | FV2010-M4; FV2017-M22; FV2018-M25; FV 2020-M35 | Method Development, HRAMS Database | CF-23B; CF-28 | Method Validation; Method Validation | CF-35 & CF-36 was erroneously listed in the previous version
EURL reports pending | Plant | 388 | Quintozene | Quintozene | WD - Plant (2022) | Annex IV (few findings) | Reg. (EU) No 899/2012; Applicable from: 26.04.2013 | Quintozene (sum of quintozene and pentachloro-aniline expressed as quintozene) (F) | 1A |  | MRM | MRM | Yes | No | 0.01 | 0.4 | 99.6 | 99 | 11 | 1018 | 14 | 0.05 | 0.25 | 75.3 | 77 | 8 | 20 | 3 | 0.01 | 0.05 | 89.5 | 81 | 27 | 6 | 1 | [15 empty] | FV2010-M4; FV2014-M11; FV2017-M22; FV2018-M25; FV2018-M26; FV2019-M33; FV2019-M34; FV 2020-M35; FV 2021-M43 | Method Development, Method Validation, HRAMS Database, Analytical Observation | CF-23B; CF-28 | Method Validation; Method Validation | CF-35 & CF-36 was erroneously listed in the previous version
EURL reports pending | Plant | 930 | Quintozene | Quintozene (sum) | WD - Plant (2022) | Annex IV (few findings) | Reg. (EU) No 899/2012; Applicable from: 26.04.2013 | Quintozene (sum of quintozene and pentachloro-aniline expressed as quintozene) (F) | 1A |  |  | MRM |  |  | 0.01 | 0.4 | 99.6 | 99 | 11 | 1018 | 14 | 0.05 | 0.25 | 75.3 | 77 | 8 | 20 | 3 | 0.01 | 0.05 | 89.5 | 81 | 27 | 6 | 1 | [15 empty] | See single components |  | See single components |  | CF-35 & CF-36 was erroneously listed in the previous version
EURL reports pending | Plant | 364 | Quizalofop | Propaquizafop | WD - Interest for Cumulative Risk Assessment | Annex III (cummulative) | Reg. (EU) 2019/973; Applicable from: 04.01.2020 | Quizalofop (sum of quizalofop, its salts, its esters (including propaquizafop) and its conjugates, expressed as quizalofop (any ratio of constituent isomers)) |  | especially relevant for carrots, head cabbage, spinach, broccoli, spinach and potatoes, celeriac, parsley, coriander, caraway, fennel. herbs (dill, balm, basil, mint, thyme); beet, chard, artichoke and chicory | MRM | SRM | Yes | Yes | 0.002 | 0.5 | 98 | 98 | 14 | 327 | 3 | 0.01 | 0.125 | 90.8 | 91 | 5 | 22 | 2 | 0.05 | 0.05 | 110 | 110 | 3 | 2 | 1 | [15 empty] | FV2010-M4; FV2012-M7; FV2015-M18; FV2018-M24; FV2018-M26; FV2019-M30; FV2019-M31; FV2019-M32; FV2019-M33; FV2019-M34; FV 2020-M38; FV 2020-M39; FV 2020-M42 | Method Development, Method Validation, HRAMS Database, Analytical observation | CF-19; CF-28 | Method Validation; Method Validation | CF-35 & CF-36 was erroneously listed in the previous version |  |  | SRM-43 | Anal. Observ. Report
EURL reports pending | Plant | 1522 | Quizalofop | Quizalofop (incl. Quizalofop-P) | WD - Interest for Cumulative Risk Assessment | Annex III (cummulative) | Reg. (EU) 2019/973; Applicable from: 04.01.2020 | Quizalofop (sum of quizalofop, its salts, its esters (including propaquizafop) and its conjugates, expressed as quizalofop (any ratio of constituent isomers)) |  | especially relevant for carrots, head cabbage, spinach, broccoli, spinach and potatoes, celeriac, parsley, coriander, caraway, fennel. herbs (dill, balm, basil, mint, thyme); beet, chard, artichoke and chicory | MRM/SRM | SRM | No | Yes | 0.002 | 0.1 | 105 | 106 | 14 | 471 | 3 | 0.01 | 0.125 | 85.4 | 84 | 14 | 30 | 2 | [22 empty] | FV2019-M31; FV2019-M34; FV 2020-M39; FV 2020-M42 | Method Development, Analytical observation, Method Validation |  |  | CF-35 & CF-36 was erroneously listed in the previous version |  |  | SRM-43 | Anal. Observ. Report
EURL reports pending | Plant | 1807 | Quizalofop | Quizalofop (sum, following hydolysis) | WD - Interest for Cumulative Risk Assessment | Annex III (cummulative) | Reg. (EU) 2019/973; Applicable from: 04.01.2020 | Quizalofop (sum of quizalofop, its salts, its esters (including propaquizafop) and its conjugates, expressed as quizalofop (any ratio of constituent isomers)) |  | especially relevant for carrots, head cabbage, spinach, broccoli, spinach and potatoes, celeriac, parsley, coriander, caraway, fennel. herbs (dill, balm, basil, mint, thyme); beet, chard, artichoke and chicory |  | SRM | No | Yes | 0.05 | 0.05 | 77.2 | 79 | 15 | 7 | 1 | [33 empty] | CF-35 & CF-36 was erroneously listed in the previous version |  |  | SRM-43 | Anal. Observ. Report
EURL reports pending | Animal | 660 | Resmethrin | Resmethrin (sum) | WD - Animal (2022) | Annex IV (few findings) | Reg. (EU) 2015/868; Applicable from: 30/12/2015 | Resmethrin (resmethrin including other mixtures of consituent isomers (sum of isomers)) (F) | 1A | Relevant for animal fat, muscle, liver, kidney, cow's milk and eggs |  | MRM | Yes | Yes | [41 empty] | AO-M02; AO-M07; AO-M11; AO-M13; AO-M36 | Method Development; Method Validation
EURL reports pending | Animal | 1340 | Resmethrin | Resmethrin, cis- | WD - Animal (2022) | Annex IV (few findings) | Reg. (EU) 2015/868; Applicable from: 30/12/2015 | Resmethrin (resmethrin including other mixtures of consituent isomers (sum of isomers)) (F) | 1A | Relevant for animal fat, muscle, liver, kidney, cow's milk and eggs | MRM | MRM | Yes | Yes | [41 empty] | AO-M02; AO-M07; AO-M11; AO-M13; AO-M14; AO-M15; AO-M25; AO-M36 | Method Development; Method Validation
EURL reports pending | Animal | 1341 | Resmethrin | Resmethrin, trans- | WD - Animal (2022) | Annex IV (few findings) | Reg. (EU) 2015/868; Applicable from: 30/12/2015 | Resmethrin (resmethrin including other mixtures of consituent isomers (sum of isomers)) (F) | 1A | Relevant for animal fat, muscle, liver, kidney, cow's milk and eggs | MRM | MRM | Yes | Yes | [41 empty] | AO-M02; AO-M07; AO-M11; AO-M13; AO-M12; AO-M25; AO-M34; AO-M36 | Method Development; Method Validation
EURL reports pending | Plant | 498 | Rotenone | Rotenone | WD - Plant (2022) | Annex IV (few findings) | Reg. (EC) No 149/2008; Applicable from: 01.09.2008 | Rotenone | 1B |  | MRM | MRM | No | Yes | 0.001 | 2.5 | 100.3 | 100 | 14 | 671 | 6 | 0.01 | 0.125 | 91.3 | 90 | 9 | 45 | 3 | 0.05 | 0.05 | 111 | 110 | 22 | 3 | 1 | [15 empty] | FV2012-M7; FV2014-M11; FV2014-M12; FV2014-M15; FV2014-M16; FV2015-M18; FV2015-M19; FV2018-M24; FV2018-M26; FV2018-M28; FV2019-M30; FV2019-M31; FV2019-M32; FV2019-M33; FV2019-M34; FV 2020-M38; FV 2020-M39; FV 2020-M42 | Method Development, Method Validation, HRAMS Database, Analytical observation | CF-16; CF-28 | Method Validation; Method Validation | CF-35 & CF-36 was erroneously listed in the previous version
EURL reports pending | Plant | 1111 | Spinetoram | Spinetoram | MACP - Plant (2022 ff) |  | Reg. (EU) 2020/856; Applicable from: 09/07/2020 | Spinetoram (XDE-175) | Obligatory | All (see 'Products to be sampled in 2022'-sheet) | MRM | No Data | No | Yes | 0.001 | 0.1 | 101 | 102 | 12 | 87 | 3 | 0.01 | 0.125 | 63 | 65 | 14 | 19 | 2 | 0.05 | 0.05 | 97 | 97 | 11 | 3 | 1 | [15 empty] | FV2014-M12; FV2018-M26; FV2019-M31; FV2019-M32; FV2019-M34; FV 2020-M38; FV 2020-M39; FV 2020-M41 FV 2020-M42 | Method Development, Method Validation, Analytical observation | CF-19; CF-28 | Method Validation; Method Validation | CF-35 & CF-36 was erroneously listed in the previous version
EURL reports pending | Plant | 479 | Spinosad | Spinosad (sum) | MACP - Plant (2022 ff) |  | Reg. (EU) 2015/603; Applicable from: 07/12/2015 | Spinosad (spinosad, sum of spinosyn A and spinosyn D) (F) | Obligatory | All (see 'Products to be sampled in 2022'-sheet) |  | MRM | No | Yes | 0.005 | 0.5 | 97 | 97 | 15 | 621 | 3 | 0.02 | 0.125 | 24.6 | 41 | 32 | 6 | 2 | [22 empty] | FV2010-M1; FV2018-M27; FV2019-M34; FV 2020-M38; FV 2020-M39; FV 2020-M41; FV 2020-M42 | Method Development, Analytical observation, Method Validation | CF-6; CF-15; CF-21; CF-26; CF-28; CF-31A; CF-34; CF-35; CF-36; CF-(S1-S9) | Method Validation; Method Validation; Method Validation; Method Validation; Method Validation; Method Validation; Method Validation; Method Validation; Method Validation; Screening Report
EURL reports pending | Plant | 709 | Spinosad | Spinosyn A | MACP - Plant (2022 ff) |  | Reg. (EU) 2015/603; Applicable from: 07/12/2015 | Spinosad (spinosad, sum of spinosyn A and spinosyn D) (F) | Obligatory | All (see 'Products to be sampled in 2022'-sheet) | MRM | MRM | No | Yes | 0.001 | 2.5 | 97.4 | 96 | 10 | 885 | 10 | 0.01 | 0.1 | 82.8 | 81 | 9 | 74 | 1 | 0.05 | 0.05 | 98.5 | 99 | 5 | 2 | 1 | [15 empty] | FV2010-M4; FV2012-M7; FV2014-M11; FV2014-M12; FV2014-M16; FV2015-M18; FV2015-M19; FV2017-CEN; FV2018-M24; FV2019-M29; FV2019-M30; FV2019-M31; FV2019-M32; FV 2020-M38; FV 2020-M39; FV 2020-M41; FV 2020-M42 | Method Development, Method Validation, HRAMS Database, Analytical observation | CF-6; CF-15; CF-21; CF-26; CF-28; CF-31A | Method Validation; Method Validation; Method Validation; Method Validation; Method Validation; Method Validation | CF-35 & CF-36 was erroneously listed in the previous version
EURL reports pending | Plant | 710 | Spinosad | Spinosyn D | MACP - Plant (2022 ff) |  | Reg. (EU) 2015/603; Applicable from: 07/12/2015 | Spinosad (spinosad, sum of spinosyn A and spinosyn D) (F) | Obligatory | All (see 'Products to be sampled in 2022'-sheet) | MRM | MRM | No | Yes | 0.001 | 2.5 | 95.3 | 95 | 12 | 875 | 10 | 0.01 | 0.1 | 78.9 | 79 | 10 | 64 | 1 | 0.05 | 0.05 | 101 | 101 | 8 | 2 | 1 | [15 empty] | FV2010-M4; FV2012-M7; FV2014-M11; FV2014-M12; FV2015-M18; FV2015-M19; FV2017-CEN; FV2018-M24; FV2019-M29; FV2019-M30; FV2019-M31; FV2019-M32; FV 2020-M38; FV 2020-M39; FV 2020-M41; FV 2020-M42 | Method Development, Method Validation, HRAMS Database, Analytical observation | CF-6; CF-15; CF-21; CF-26; CF-28; CF-31A | Method Validation; Method Validation; Method Validation; Method Validation; Method Validation; Method Validation | CF-35 & CF-36 was erroneously listed in the previous version
EURL reports pending | Plant | 607 | Spirodiclofen | Spirodiclofen | MACP - Plant (2022 ff) |  | Reg. (EU) 2016/1902; Applicable from: 24/11/2016 | Spirodiclofen (F) | Obligatory | All (see 'Products to be sampled in 2022'-sheet) | MRM | MRM | Yes | Yes | 0.002 | 0.5 | 97.8 | 97 | 18 | 715 | 14 | 0.01 | 0.125 | 76.3 | 76 | 16 | 20 | 2 | 0.05 | 0.05 | 103 | 103 |  | 1 | 1 | [15 empty] | FV2014-M11; FV2014-M12; FV2014-M16; FV2015-M17; FV2015-M18; FV2015-M19; FV2017-CEN; FV2017-M22; FV2018-M24; FV2018-M25; FV2019-M29; FV2019-M30; FV2019-M31; FV2019-M32; FV2019-M34; FV 2020-M35; FV 2020-M37; FV 2020-M38; FV 2020-M39; FV 2020-M42; FV 2021-M43 | Method Development, Method Validation, HRAMS Database, Analytical Observation | CF-15; CF-21; CF-22; CF-25; CF-28; CF-31A; CF-35; CF-36; CF-(S1-S9) | Method Validation; Method Validation; Method Validation; Method Validation; Method Validation; Method Validation; Method Validation; Method Validation; Screening Report
EURL reports pending | Plant | 703 | Spiromesifen | Spiromesifen | MACP - Plant (2022 ff) |  | Reg. (EU) 2019/1015 Applicable from: 11/07/2019 | Spiromesifen | Obligatory | All (see 'Products to be sampled in 2022'-sheet) | MRM | No Data | Yes | Yes | 0.004 | 0.125 | 99 | 99 | 11 | 401 | 6 | 0.05 | 0.125 | 93 | 91 | 9 | 13 | 3 | 0.05 | 0.05 | 109 | 109 | 35 | 2 | 1 | [15 empty] | FV2012-M7; FV2014-M11; FV2014-M12; FV2014-M16; FV2015-M17; FV2015-M18; FV2015-M19; FV2017-CEN; FV2017-M22; FV2018-M24; FV2018-M25; FV2019-M29; FV2019-M30; FV2019-M31; FV2019-M32; FV2019-M34; FV 2020-M35; FV 2020-M37; FV 2020-M38; FV 2020-M39; FV 2020-M42; FV 2021-M43 | Method Development, Method Validation, HRAMS Database, Analytical Observation | CF-13; CF-18; CF-28 | Method Validation; Method Validation; Method Validation | CF-35 & CF-36 was erroneously listed in the previous version
EURL reports pending | Plant | 1036 | Spirotetramat | Spirotetramat | MACP - Plant (2022 ff) |  | Reg. (EU) 2021/644; Applicable from: 10/11/2021 | Spirotetramat and spirotetramat-enol (sum of), expressed as spirotetramat (R) | Obligatory | All (see 'Products to be sampled in 2022'-sheet) | MRM | No Data | Yes | Yes | [36 empty] | FV 2020-M38; FV 2020-M39; FV 2020-M42 | Analytical observation, Method development, Method Validation | CF-16; CF-18; CF-28 | Method Validation; Method Validation; Method Validation | CF-35 & CF-36 was erroneously listed in the previous version
EURL reports pending | Plant | 1176 | Spirotetramat | Spirotetramat, BYI 03380-enol | MACP - Plant (2022 ff) |  | Reg. (EU) 2021/644; Applicable from: 10/11/2021 | Spirotetramat and spirotetramat-enol (sum of), expressed as spirotetramat (R) | Obligatory | All (see 'Products to be sampled in 2022'-sheet) | MRM | No Data | Yes | Yes | [36 empty] | FV 2020-M39 | Method development, Method Validation | CF-18; CF-28 | Method Validation; Method Validation | CF-35 & CF-36 was erroneously listed in the previous version
EURL reports pending | Plant | 1179 | Spirotetramat | Spirotetramat, BYI 03380-enol-glucoside | MACP - Plant (2022 ff) |  | - | Spirotetramat and spirotetramat-enol (sum of), expressed as spirotetramat (R) superseded Spirotetramat and its 4 metabolites BYI08330-enol, BYI08330-ketohydroxy, BYI08330-monohydroxy, and BYI08330 enol-glucoside, expressed as spirotetramat (R) from 10/11/2021. | Obligatory | All (see 'Products to be sampled in 2022'-sheet) | MRM | No Data | No | Yes | [36 empty] | FV 2020-M39 | Method development, Method Validation | CF-19; CF-28 | Method Validation; Method Validation | CF-35 & CF-36 was erroneously listed in the previous version
EURL reports pending | Plant | 1177 | Spirotetramat | Spirotetramat, BYI 03380-ketohydroxy | MACP - Plant (2022 ff) |  | - | Spirotetramat and spirotetramat-enol (sum of), expressed as spirotetramat (R) superseded Spirotetramat and its 4 metabolites BYI08330-enol, BYI08330-ketohydroxy, BYI08330-monohydroxy, and BYI08330 enol-glucoside, expressed as spirotetramat (R) from 10/11/2021. | Obligatory | All (see 'Products to be sampled in 2022'-sheet) | MRM | No Data | Yes | Yes | [36 empty] | FV 2020-M39 | Method development, Method Validation | CF-19; CF-28 | Method Validation; Method Validation | CF-35 & CF-36 was erroneously listed in the previous version
EURL reports pending | Plant | 1178 | Spirotetramat | Spirotetramat, BYI 03380-monohydroxy | MACP - Plant (2022 ff) |  | - | Spirotetramat and spirotetramat-enol (sum of), expressed as spirotetramat (R) superseded Spirotetramat and its 4 metabolites BYI08330-enol, BYI08330-ketohydroxy, BYI08330-monohydroxy, and BYI08330 enol-glucoside, expressed as spirotetramat (R) from 10/11/2021. | Obligatory | All (see 'Products to be sampled in 2022'-sheet) | MRM | No Data | Yes | Yes | [36 empty] | FV 2020-M39 | Method development, Method Validation | CF-19; CF-28 | Method Validation; Method Validation | CF-35 & CF-36 was erroneously listed in the previous version
EURL reports pending | Plant | 395 | Spiroxamine | Spiroxamine | MACP - Plant (2022 ff) |  | Reg. (EU) No 2016/452; Applicable from: 19/04/2016 | Spiroxamine (sum of isomers) (A) (R) | Obligatory | All (see 'Products to be sampled in 2022'-sheet) | MRM | MRM | Yes | Yes | 0.002 | 2.5 | 97.2 | 96 | 12 | 1086 | 10 | 0.01 | 0.125 | 53 | 52 | 10 | 59 | 3 | 0.05 | 0.05 | 90 | 90 | 4 | 2 | 1 | [15 empty] | FV2010-M1; FV2010-M4; FV2012-M7; FV2014-M11; FV2014-M12; FV2014-M16; FV2015-M18; FV2015-M19; FV2017-CEN; FV2018-M24; FV2019-M29; FV2019-M31; FV2019-M32; FV2019-M34; FV 2020-M37; FV 2020-M39; FV 2020-M42 | Method Development, Method Validation, HRAMS Database, Analytical observation | CF-1; CF-12; CF-22; CF-26; CF-27; CF-28; CF-31A; CF-35; CF-36; CF-(S1-S9) | Method Validation; Method Validation; Method Validation; Method Validation; Method Validation; Method Validation; Method Validation; Method Validation; Method Validation; Screening Report
EURL reports pending | Animal | 1594 | Spiroxamine | Spiroxamine Carboxylic Acid | WD - Animal (2022) | Annex II (Support requested from EURLs) | Reg. (EU) No 2016/452; Applicable from: 19/04/2016 | Spiroxamine — code 1000000 except 1040000: Spiroxamine carboxylic acid metabolite M06, expressed as spiroxamine (sum of isomers) |  | Relevant for cows’ milk and liver. | MRM/SRM | MRM/SRM | Yes | Yes | [43 empty] | SRM-36 | Anal. Observ. Report
EURL reports pending | Plant | 1191 | Sulfoxaflor | Sulfoxaflor | MACP - Plant (2022 ff) | Annex II (Support requested from EURLs) | Reg. (EU) 2018/832 Applicable from: 26/06/2018 | Sulfoxaflor (sum of isomers) | Obligatory | All (see 'Products to be sampled in 2022'-sheet) | MRM | MRM | Yes | Yes | 0.01 | 0.1 | 106 | 105 | 7 | 22 | 1 | [29 empty] | FV 2020-M39; FV 2020-M42 | Analytical observation, Method development, Method Validation | CF-23B; CF-28 | Method Validation; Method Validation | CF-35 & CF-36 was erroneously listed in the previous version
EURL reports pending | Animal | 1191 | Sulfoxaflor | Sulfoxaflor | WD - Animal (2022) | Annex II (Support requested from EURLs) | Reg. (EU) 2018/832 Applicable from: 26/06/2018 | Sulfoxaflor (sum of isomers) | 1B |  | MRM | MRM | Yes | Yes | [41 empty] | AO-M27; AO-M28 | MethodValidation
EURL reports pending | Plant | 875 | Sulfuryl Fluoride | Sulfuryl Fluoride | WD - Interest for Cumulative Risk Assessment | Annex III (cummulative) | Reg. (EC) No 839/2008; Applicable from: 01.09.2008 | Sulfuryl fluoride |  | especially relevant for nuts, oilseeds and dried fruit | SRM | SRM | Yes | No | [40 empty] | CF-35 & CF-36 was erroneously listed in the previous version |  |  | SRM-37 | Anal. Observ. Report
EURL reports pending | Animal | 231 | Tau-Fluvalinate | Fluvalinate, tau- | WD - Animal (2022) | Annex IV (few findings) | Reg. (EU) 2017/1777; Applicable from: 20/10/2017 | Tau-Fluvalinate (F) | 1A | Relevant matrices: cows’ milk and butter | MRM | MRM | Yes | Yes | [41 empty] | AO-M05; AO-M07; AO-M11; AO-M13; AO-M14; AO-M15; AO-M12; AO-M25; AO-M36 | Method Development; Method Validation
EURL reports pending | Plant | 231 | Tau-Fluvalinate | Fluvalinate, tau- | MACP - Plant (2022 ff) |  | Reg. (EU) 2017/1777; Applicable from: 20/10/2017 | Tau-Fluvalinate (F) | Obligatory | All (see 'Products to be sampled in 2022'-sheet) | MRM | MRM | Yes | Yes | 0.002 | 0.627 | 103 | 103 | 15 | 655 | 5 | 0.01 | 0.25 | 92.6 | 93 | 8 | 14 | 2 | 0.05 | 0.05 | 87 | 87 | 13 | 2 | 1 | [15 empty] | FV2010-M1; FV2010-M4; FV2014-M11; FV2014-M12; FV2015-M17; FV2017-M22; FV2018-M25; FV2019-M29; FV2019-M34; FV 2020-M35; FV 2021-M37; FV 2020-M42; FV 2020-M43 | Method Development, Method Validation, HRAMS Database, Analytical Observation | CF-5; CF-21; CF-22; CF-08; CF-31A; CF-(S1-S9) | Method Validation; Method Validation; Method Validation; Method Validation; Method Validation; Screening Report | CF-35 & CF-36 was erroneously listed in the previous version
Remove 2023? | Animal | 1603 | Tebuconazole | Hydroxy-Tebuconazole | Removed from WD - Animal |  | Reg. (EU) 2018/1514 Applicable from: 01/11/2018 | Tebuconazole-code 1000000 except 1040000: sum of tebuconazole, hydroxy-tebuconazole, and their conjugates, expressed as tebuconazole |  |  | MRM | SRM | No Data | Yes | [41 empty] | AO-M32; AO-M35 | Method validation
Remove 2023? | Animal | 1672 | Tebuconazole | Hydroxy-Tebuconazole (sum, following hydrolysis) | Removed from WD - Animal |  | Reg. (EU) 2018/1514 Applicable from: 01/11/2018 | Tebuconazole-code 1000000 except 1040000: sum of tebuconazole, hydroxy-tebuconazole, and their conjugates, expressed as tebuconazole |  |  |  | SRM | No Data | Yes
EURL reports pending | Plant | 402 | Tebuconazole | Tebuconazole | MACP - Plant (2022 ff) |  | Reg. (EU) 2018/1514 Applicable from: 01/11/2018 | Tebuconazole (R) | Obligatory | All (see 'Products to be sampled in 2022'-sheet) | MRM | MRM | Yes | Yes | 0.002 | 16 | 101.1 | 102 | 11 | 1577 | 11 | 0.01 | 0.125 | 88 | 87 | 8 | 77 | 4 | 0.05 | 0.05 | 102 | 102 | 6 | 2 | 1 | [15 empty] | FV2010-M1; FV2010-M3; FV2010-M4; FV2012-M6; FV2012-M7; FV2013-M10; FV2014-M11; FV2014-M12; FV2014-M15; FV2014-M16; FV2015-M17; FV2015-M18; FV2015-M19; FV2017-CEN; FV2017-M22; FV2018-M24; FV2018-M25; FV2019-M29; FV2019-M30; FV2019-M31; FV2019-M32; FV2019-M34; FV 2020-M35; FV 2020-M37; FV 2020-M38; FV 2020-M39; FV 2020-M42; FV 2021-M43 | Method Development, Method Validation, HRAMS Database, Analytical Observation | CF-2; CF-11; CF-12; CF-17; CF-22; CF-27; CF-28; CF-31A; CF-33; CF-35; CF-36; CF-(S1-S9) | Method Validation; Method Validation; Method Validation; Method Validation; Method Validation; Method Validation; Method Validation; Method Validation; Method Validation; Method Validation; Method Validation; Screening Report
Remove 2023? | Animal | 402 | Tebuconazole | Tebuconazole | Removed from WD - Animal |  | Reg. (EU) 2018/1514 Applicable from: 01/11/2018 | Tebuconazole-code 1000000 except 1040000: sum of tebuconazole, hydroxy-tebuconazole, and their conjugates, expressed as tebuconazole |  |  | MRM | SRM | Yes | Yes | [41 empty] | AO-M05; AO-M07; AO-M11; AO-M13; AO-M14; AO-M15; AO-M12; AO-M27; AO-M28 | Method Development; Method Validation
Remove 2023? | Animal | 1769 | Tebuconazole | Tebuconazole (Sum, following hydrolysis) | Removed from WD - Animal |  | Reg. (EU) 2018/1514 Applicable from: 01/11/2018 | Tebuconazole-code 1000000 except 1040000: sum of tebuconazole, hydroxy-tebuconazole, and their conjugates, expressed as tebuconazole |  |  |  | SRM
Remove 2023? | Animal | 2030 | Tebuconazole | Tebuconazole parent (sum, following hydrolysis) | Removed from WD - Animal |  | Reg. (EU) 2018/1514 Applicable from: 01/11/2018 | Tebuconazole-code 1000000 except 1040000: sum of tebuconazole, hydroxy-tebuconazole, and their conjugates, expressed as tebuconazole |  |  |  | SRM | Yes | Yes |  |  |  |  | AO-M05, AO-M07, AO-M11, AO-M13, AO-M14, AO-M15, AO-M12 | Method Development, Method Validation
EURL reports pending | Plant | 403 | Tebufenozide | Tebufenozide | MACP - Plant (2022 ff) |  | Reg. (EU) 2021/1807; Applicable from: 03/11/2021 | Tebufenozide (F) | Obligatory | All (see 'Products to be sampled in 2022'-sheet) | MRM | MRM | Difficult | Yes | 0.002 | 0.75 | 101.9 | 102 | 9 | 1614 | 14 | 0.01 | 0.125 | 95.4 | 96 | 9 | 111 | 7 | 0.05 | 0.05 | 99.5 | 100 | 1 | 2 | 1 | [15 empty] | FV2010-M1; FV2010-M4; FV2012-M7; FV2014-M11; FV2014-M12; FV2014-M16; FV2015-M18; FV2015-M19; FV2017-CEN; FV2018-M24; FV2019-M29; FV2019-M30; FV2019-M31; FV2019-M32; FV2019-M34; FV 2020-M37; FV 2020-M38; FV 2020-M39; FV 2020-M42 | Method Development, Method Validation, HRAMS Database, Analytical observation | CF-4; CF-6; CF-12; CF-22; CF-28; CF-31A; CF-35; CF-36; CF-(S1-S9) | Method Validation; Method Validation; Method Validation; Method Validation; Method Validation; Method Validation; Method Validation; Method Validation; Screening Report
EURL reports pending | Plant | 404 | Tebufenpyrad | Tebufenpyrad | MACP - Plant (2022 ff) |  | Reg. (EU) 2017/693; Applicable from: 03/11/2017 | Tebufenpyrad (F) | Obligatory | All (see 'Products to be sampled in 2022'-sheet) | MRM | MRM | Yes | Yes | 0.002 | 0.5 | 100.5 | 101 | 9 | 1369 | 8 | 0.01 | 0.125 | 78 | 79 | 6 | 89 | 6 | 0.01 | 0.05 | 85.3 | 89 | 15 | 26 | 1 | [15 empty] | FV2010-M1; FV2010-M3; FV2010-M4; FV2012-M7; FV2013-M10; FV2014-M11; FV2014-M12; FV2014-M15; FV2014-M16; FV2015-M17; FV2015-M18; FV2015-M19; FV2017-CEN; FV2017-M22; FV2018-M24; FV2018-M25; FV2019-M29; FV2019-M30; FV2019-M31; FV2019-M32; FV2019-M34; FV 2020-M35; FV 2020-M37; FV 2020-M38; FV 2020-M39; FV 2020-M42; FV 2021-M43 | Method Development, Method Validation, HRAMS Database, Analytical Observation | CF-1; CF-2; CF-15; CF-21; CF-22; CF-26; CF-27; CF-28; CF-31A; CF-33; CF-35; CF-36; CF-(S1-S9) | Method Validation; Method Validation; Method Validation; Method Validation; Method Validation; Method Validation; Method Validation; Method Validation; Method Validation; Method Validation; Method Validation; Method Validation; Screening Report
EURL reports pending | Plant | 406 | Teflubenzuron | Teflubenzuron | MACP - Plant (2022 ff) |  | Reg. (EU) 2020/1633; Applicable from: 25/05/2021 | Teflubenzuron (F) | Obligatory | All (see 'Products to be sampled in 2022'-sheet) | MRM | MRM | No | Yes | 0.002 | 0.5 | 98 | 98 | 14 | 862 | 7 | 0.01 | 0.125 | 83.6 | 87 | 22 | 25 | 3 | [22 empty] | FV2010-M1; FV2010-M4; FV2012-M7; FV2014-M12; FV2014-M16; FV2015-M18; FV2017-CEN; FV2018-M24; FV2019-M29; FV2019-M30; FV2019-M31; FV2019-M34; FV 2020-M37; FV 2020-M38; FV 2020-M39 | Method Development, Method Validation, HRAMS Database, Analytical observation | CF-6; CF-22; CF-28; CF-31A; CF-33; CF-35; CF-36; CF-(S1-S9) | Method Validation; Method Validation; Method Validation; Method Validation; Method Validation; Method Validation; Method Validation; Screening Report
EURL reports pending | Plant | 407 | Tefluthrin | Tefluthrin | MACP - Plant (2022 ff) |  | Reg. (EU) 2018/685 Applicable from: 05/06/2018 | Tefluthrin (F) | Obligatory | All (see 'Products to be sampled in 2022'-sheet) | MRM | MRM | Yes | Difficult | 0.002 | 0.5 | 102.3 | 103 | 9 | 862 | 11 | 0.01 | 0.25 | 86.7 | 88 | 8 | 14 | 3 | 0.05 | 0.05 | 95.5 | 96 | 2 | 2 | 1 | 0.01 | 0.05 | 89 | 89 | 8 | 50 | 1 | [8 empty] | FV2010-M1; FV2010-M4; FV2012-M6; FV2014-M11; FV2015-M17; FV2017-M22; FV2018-M25; FV2019-M29; FV2019-M34; FV 2020-M35; FV 2020-M37; FV 2021-M43 | Method Development, Method Validation, HRAMS Database, Analytical Observation | CF-6; CF-21; CF-22; CF-27; CF-28; CF-31A; CF-33; CF-35; CF-36; CF-(S1-S9) | Method Validation; Method Validation; Method Validation; Method Validation; Method Validation; Method Validation; Method Validation; Method Validation; Method Validation; Screening Report
EURL reports pending | Plant | 412 | Terbuthylazine | Terbuthylazine | MACP - Plant (2022 ff) |  | Reg. (EU) 2021/1795; Applicable from: 06/11/2021 | Terbuthylazine (R) (F) | Obligatory | All (see 'Products to be sampled in 2022'-sheet) | MRM | No Data | Yes | Yes | 0.001 | 0.5 | 96 | 94 | 13 | 811 | 10 | 0.01 | 0.125 | 83.2 | 84 | 6 | 72 | 6 | 0.01 | 0.05 | 89.4 | 88 | 12 | 32 | 1 | 0.05 | 0.25 | 89 | 91 | 10 | 32 | 1 | [8 empty] | FV2010-M4; FV2012-M7; FV2013-M8; FV2014-M12; FV2014-M16; FV2015-M17; FV2015-M18; FV2015-M19; FV2017-CEN; FV2017-M22; FV2018-M24; FV2018-M25; FV2019-M29; FV2019-M30; FV2019-M31; FV2019-M32; FV2019-M34; FV 2020-M37; FV 2020-M38; FV 2020-M39; FV 2020-M42 | Method Development, Method Validation, HRAMS Database, Analytical observation | CF-13; CF-27; CF-28; CF-33; CF-(S1-S9) | Method Validation; Method Validation; Method Validation; Method Validation; Screening Report | CF-35 & CF-36 was erroneously listed in the previous version
EURL reports pending | Plant | 415 | Tetraconazole | Tetraconazole | MACP - Plant (2022 ff) |  | Reg. (EU) 2019/1015 Applicable from: 11/07/2019 | Tetraconazole (F) | Obligatory | All (see 'Products to be sampled in 2022'-sheet) | MRM | MRM | Yes | Yes | 0.002 | 1 | 100 | 101 | 10 | 1298 | 15 | 0.01 | 0.125 | 96.5 | 96 | 8 | 120 | 8 | 0.05 | 0.05 | 107 | 105 | 4 | 3 | 1 | [15 empty] | FV2010-M1; FV2010-M4; FV2012-M6; FV2012-M7; FV2013-M10; FV2014-M11; FV2014-M12; FV2014-M15; FV2014-M16; FV2015-M17; FV2015-M18; FV2015-M19; FV2017-CEN; FV2017-M22; FV2018-M24; FV2018-M25; FV2019-M29; FV2019-M30; FV2019-M31; FV2019-M32; FV2019-M34; FV 2020-M35; FV 2020-M37; FV 2020-M38; FV 2020-M39; FV 2020-M42; FV 2021-M43 | Method Development, Method Validation, HRAMS Database, Analytical Observation | CF-5; CF-21; CF-22; CF-27; CF-28; CF-31A; CF-33; CF-35; CF-36; CF-(S1-S9) | Method Validation; Method Validation; Method Validation; Method Validation; Method Validation; Method Validation; Method Validation; Method Validation; Method Validation; Screening Report
EURL reports pending | Animal | 415 | Tetraconazole | Tetraconazole | WD - Animal (2022) | Annex IV (few findings) | Reg. (EU) 2019/1015 Applicable from: 11/07/2019 | Tetraconazole (F) | 1A | Relevant for cows’ milk, liver and butter | MRM | MRM | Yes | Yes | [41 empty] | AO-M05; AO-M06; AO-M07; AO-M11; AO-M13; AO-M14; AO-M15; AO-M25; AO-M32; AO-M35 | Method Development; Method Validation
EURL reports pending | Plant | 416 | Tetradifon | Tetradifon | MACP - Plant (2022 ff) |  | Reg. (EU) No 310/2011; Applicable from: 21.10.2011 | Tetradifon | Obligatory | All (see 'Products to be sampled in 2022'-sheet) | MRM | MRM | Yes | No | 0.002 | 1 | 101.2 | 101 | 11 | 1359 | 16 | 0.01 | 0.25 | 75.5 | 75 | 6 | 14 | 3 | 0.01 | 0.05 | 93.3 | 95 | 7 | 20 | 1 | 0.01 | 0.05 | 92 | 89 | 10 | 48 | 1 | [8 empty] | FV2010-M1; FV2010-M4; FV2013-M10; FV2014-M11; FV2014-M12; FV2015-M17; FV2017-M22; FV2018-M25; FV2019-M29; FV2019-M34; FV 2020-M35; FV 2020-M37; FV 2021-M43 | Method Development, Method Validation, HRAMS Database, Analytical Observation | CF-2; CF-21; CF-22; CF-27; CF-28; CF-31A; CF-33; CF-35; CF-36; CF-(S1-S9) | Method Validation; Method Validation; Method Validation; Method Validation; Method Validation; Method Validation; Method Validation; Method Validation; Method Validation; Screening Report
EURL reports pending | Plant | 417 | Tetramethrin | Tetramethrin | WD - Plant (2022) | Annex IV (few findings) | - | _No specific RD established so far | 1B | Found in green beans, citrus fruits, cereals. | MRM | MRM | Yes | Yes | 0.002 | 2 | 101 | 101 | 12 | 682 | 5 | 0.01 | 0.25 | 88 | 86 | 6 | 15 | 2 | 0.05 | 0.05 | 118 | 118 |  | 1 | 1 | [15 empty] | FV2014-M11; FV2015-M17; FV2017-M22; FV2018-M25; FV2018-M26; FV2019-M33; FV2019-M34; FV 2020-M35; FV 2020-M38; FV 2021-M43 | Method Development, Method Validation, HRAMS Database, Analytical observation | CF-16; CF-27; CF-28; CF-33; CF-(S1-S9) | Method Validation; Method Validation; Method Validation; Method Validation; Screening Report | CF-35 & CF-36 was erroneously listed in the previous version
EURL reports pending | Plant | 419 | Thiabendazole | Thiabendazole | MACP - Plant (2022 ff) |  | Reg. (EU) 2021/1807; Applicable from: 03/11/2021 | Thiabendazole (R) | Obligatory | All (see 'Products to be sampled in 2022'-sheet) | MRM | MRM | Difficult | Yes | 0.002 | 9 | 94 | 94 | 14 | 1652 | 14 | 0.01 | 0.125 | 81 | 81 | 9 | 136 | 7 | 0.05 | 0.05 | 97 | 97 | 0 | 2 | 1 | [15 empty] | FV2010-M1; FV2010-M4; FV2012-M6; FV2012-M7; FV2014-M11; FV2014-M12; FV2014-M16; FV2015-M18; FV2015-M19; FV2017-CEN; FV2018-M24; FV2019-M29; FV2019-M30; FV2019-M31; FV2019-M32; FV2019-M34; FV 2020-M37; FV 2020-M38; FV 2020-M39; FV 2020-M42 | Method Development, Method Validation, HRAMS Database, Analytical observation | CF-16; CF-21; CF-22; CF-26; CF-28; CF-31A; CF-35; CF-36; CF-(S1-S9) | Method Validation; Method Validation; Method Validation; Method Validation; Method Validation; Method Validation; Method Validation; Method Validation; Screening Report
EURL reports pending | Plant | 488 | Thiacloprid | Thiacloprid | MACP - Plant (2022 ff) |  | Reg. (EU) 2019/50 Applicable from: 01/01/2019 | Thiacloprid | Obligatory | All (see 'Products to be sampled in 2022'-sheet) | MRM | MRM | Difficult | Yes | 0.002 | 6 | 100 | 100 | 10 | 1563 | 12 | 0.01 | 0.125 | 98.3 | 98 | 7 | 116 | 5 | 0.05 | 0.05 | 101 | 102 | 4 | 3 | 1 | [15 empty] | FV 2010-M1; FV 2010-M4; FV 2012-M6; FV 2014-M11; FV 2014-M12; FV-2014-M16; FV 2020-M37; FV 2020-M38; FV 2020-M39; FV 2020-M42 | Method Development, Method Validation, Analytical observation | CF-6; CF-12; CF-22; CF-26; CF-28; CF-31A; CF-33; CF-35; CF-(S1-S9) | Method Validation; Method Validation; Method Validation; Method Validation; Method Validation; Method Validation; Method Validation; Method Validation; Screening Report | CF-36 was erroneously listed in the previous version
EURL reports pending | Honey | 488 | Thiacloprid | Thiacloprid | WD - Honey (2022) | Annex VII | Reg. (EU) 2019/50 Applicable from: 01/01/2019 | Thiacloprid |  | Honey | MRM | MRM | Difficult | Yes | [41 empty] | AO-M09; AO-M28 | Method Development; Method Validation
EURL reports pending | Animal | 488 | Thiacloprid | Thiacloprid | WD - Animal (2022) | Annex IV (few findings) | Reg. (EU) 2019/50 Applicable from: 01/01/2019 | Thiacloprid | 1A | Relevant for liver, kidney and honey | MRM | MRM | Difficult | Yes | 0.002 | 6 | 100 | 100 | 10 | 1563 | 12 | 0.01 | 0.125 | 98.3 | 98 | 7 | 116 | 5 | 0.05 | 0.05 | 101 | 102 | 4 | 3 | 1 | [20 empty] | AO-M05; AO-M06; AO-M07; AO-M11; AO-M13; AO-M25; AO-M28; AO-M32; AO-M35 | Method Development; Method Validation
EURL reports pending | Plant | 549 | Thiamethoxam | Thiamethoxam | MACP - Plant (2022 ff) |  | Reg. (EU) 2017/671; Applicable from: 28/04/2017 | Thiamethoxam | Obligatory | All (see 'Products to be sampled in 2022'-sheet) | MRM | MRM | Difficult | Yes | 0.002 | 0.24 | 96.3 | 96 | 13 | 1128 | 12 | 0.01 | 0.1 | 98.5 | 99 | 11 | 156 | 8 | 0.05 | 0.05 | 90.5 | 91 | 4 | 2 | 1 | [15 empty] | FV2010-M1; FV2010-M4; FV2012-M6; FV2012-M7; FV2014-M11; FV2014-M12; FV2014-M16; FV2015-M18; FV2015-M19; FV2017-CEN; FV2018-M24; FV2019-M29; FV2019-M30; FV2019-M31; FV2019-M32; FV2019-M34; FV 2020-M37; FV 2020-M38; FV 2020-M42 | Method Development, Method Validation, HRAMS Database, Analytical observation | CF-6; CF-11; CF-12; CF-22; CF-28; CF-31A; CF-33; CF-35; CF-(S1-S9) | Method Validation; Method Validation; Method Validation; Method Validation; Method Validation; Method Validation; Method Validation; Method Validation; Screening Report | CF-36 was erroneously listed in the previous version
NEW 2022; EURL reports pending | Plant | 1138 | Thiencarbazone-methyl | Thiencarbazone-methyl | WD - Interest for Cumulative Risk Assessment | Annex III (cummulative) | Reg. (EU) 2021/1110; Applicable from: 27/01/2022 | Thiencarbazone-methyl |  | especially interesting on oats, rice, rye and wheat |  |  | No | Yes
EURL reports pending | Plant | 424 | Thiodicarb | Thiodicarb | MACP - Plant (2022 ff) |  | Reg. (EU) 2016/1822; Applicable from: 17/05/2017 | Thiodicarb | Obligatory | All (see 'Products to be sampled in 2022'-sheet) | MRM | MRM | No | Yes | 0.001 | 2.5 | 95 | 94 | 13 | 1003 | 11 | 0.01 | 0.125 | 92.2 | 95 | 11 | 35 | 3 | 0.05 | 0.05 | 95 | 95 | 3 | 2 | 1 | [15 empty] | FV2010-M4; FV2012-M7; FV2013-M8; FV2014-M15; FV2014-M16; FV2015-M18; FV2015-M19; FV2017-CEN; FV2018-M24; FV2019-M29; FV2019-M30; FV2019-M32; FV 2020-M37; FV 2020-M42 | Method Development, Method Validation, HRAMS Database, Analytical observation | CF-12; CF-26; CF-28; CF-31A; CF-33; CF-(S1-S9) | Method Validation; Method Validation; Method Validation; Method Validation; Method Validation; Screening Report | CF-35 & CF-36 was erroneously listed in the previous version
EURL reports pending | Plant | 432 | Tolclofos-Methyl | Tolclofos-Methyl | MACP - Plant (2022 ff) |  | Reg. (EU) 2017/1016; Applicable from: 11/07/2017 | Tolclofos-methyl (F) | Obligatory | All (see 'Products to be sampled in 2022'-sheet) | MRM | MRM | Yes | Difficult | 0.01 | 2 | 101.6 | 102 | 9 | 1076 | 15 | 0.05 | 0.25 | 89.4 | 88 | 7 | 15 | 3 | 0.01 | 0.05 | 90 | 91 | 9 | 19 | 1 | 0.01 | 0.05 | 91.4 | 91 | 8 | 32 | 1 | [8 empty] | FV2010-M1; FV2010-M4; FV2012-M6; FV2013-M10; FV2014-M11; FV2014-M12; FV2014-M15; FV2014-M16; FV2015-M17; FV2015-M18; FV2017-M22; FV2018-M24; FV2018-M25; FV2019-M29; FV2019-M31; FV2019-M32; FV2019-M34; FV 2020-M35; FV 2020-M37; FV 2020-M42; FV 2021-M43 | Method Development, Method Validation, HRAMS Database, Analytical Observation | CF-6; CF-21; CF-22; CF-27; CF-28; CF-31A; CF-33; CF-35; CF-36; CF-(S1-S9) | Method Validation; Method Validation; Method Validation; Method Validation; Method Validation; Method Validation; Method Validation; Method Validation; Method Validation; Screening Report
EURL reports pending | Plant | 748 | Tolfenpyrad | Tolfenpyrad | WD - Plant (2022) | Annex IV (few findings) | - | _No specific RD established so far | 1B | Relevant for tea. Not found in any EU MACP commodity. | MRM | MRM | Yes | Yes | [36 empty] | FV2012-M7; FV2018-M28; FV2019-M31; FV2019-M32; FV2019-M33; FV2019-M34; FV 2020-M39; FV 2020-M40; FV 2020-M42 | Method Development, Method Validation, HRAMS Database, Analytical observation | CF-25; CF-(S1-S9) | Method Validation; Screening Report | CF-35 & CF-36 was erroneously listed in the previous version
Removed from MACP from 2019 onwards | Plant | 723 | Tolylfluanid | DMST | Removed from 2019 MACP onwards - Plant (Reg. 2018/555) |  | Reg. (EU) 2017/624; Applicable from: 26/04/2017 | Tolylfluanid (Sum of tolylfluanid and dimethylaminosulfotoluidide expressed as tolylfluanid) (F) (R) | Obligatory | Till 2018: all listed commodities except cereals | MRM | MRM | Yes | Yes | 0.001 | 0.5 | 98 | 97 | 15 | 371 | 7 | 0.01 | 0.25 | 94.8 | 94 | 9 | 70 | 5 | 0.05 | 0.05 | 101.5 | 101 | 2 | 4 | 1 | [15 empty] | FV2010-M4; FV2012-M6; FV2017-M22; FV2018-M25; | Method Development, Method Validation, HRAMS Database | CF-15; CF-21; CF-28; CF-31A; CF-32; CF-35; CF-(S1-S9) | Method Validation; Method Validation; Method Validation; Method Validation; Method Validation; Method Validation; Screening Report | CF-36 was misleadingly listed in the previous version
Removed from MACP from 2019 onwards | Plant | 433 | Tolylfluanid | Tolylfluanid | Removed from 2019 MACP onwards - Plant (Reg. 2018/555) |  | Reg. (EU) 2017/624; Applicable from: 26/04/2017 | Tolylfluanid (Sum of tolylfluanid and dimethylaminosulfotoluidide expressed as tolylfluanid) (F) (R) | Obligatory | Till 2018: all listed commodities except cereals | MRM | MRM | Yes | Yes | 0.001 | 1.5 | 88 | 87 | 14 | 896 | 13 | 0.01 | 0.375 | 88.2 | 89 | 11 | 107 | 8 | 0.01 | 0.05 | 90 | 90 | 12 | 17 | 1 | [15 empty] | FV2010-M1; FV2010-M3; FV2010-M4; FV2012-M7; FV2013-M10; FV2014-M11; FV2014-M12; FV2015-M17; FV2017-M22; FV2018-M25; FV2018-M28; FV2019-M34; FV 2020-M35; FV 2021-M43 | Method Development, Method Validation, HRAMS Database, Analytical Observation | CF-15; CF-21; CF-28; CF-31A; CF-(S1-S9) | Method Validation; Method Validation; Method Validation; Method Validation; Screening Report | CF-35 & CF-36 was misleadingly listed in the previous version
Removed from MACP from 2019 onwards | Plant | 1143 | Tolylfluanid | Tolylfluanid (Sum) | Removed from 2019 MACP onwards - Plant (Reg. 2018/555) |  | Reg. (EU) 2017/624; Applicable from: 26/04/2017 | Tolylfluanid (Sum of tolylfluanid and dimethylaminosulfotoluidide expressed as tolylfluanid) (F) (R) | Obligatory | Till 2018: all listed commodities except cereals |  | MRM | Yes | Yes | 0.001 | 1.5 | 88 | 87 | 14 | 896 | 13 | 0.01 | 0.375 | 88.2 | 89 | 11 | 107 | 8 | 0.01 | 0.05 | 90 | 90 | 12 | 17 | 1 | [15 empty] | FV2010-M1; FV2010-M3; FV2010-M4; FV2012-M7; FV2013-M10; FV2014-M11; FV2014-M12; FV2015-M17; FV2017-M22; FV2018-M25; FV2018-M28; FV2019-M34 | Method Development, Method Validation, HRAMS Database |  |  | CF-35 & CF-36 was misleadingly listed in the previous version
EURL reports pending | Animal | 924 | Topramezone | Topramezone | WD - Animal (2022) | Annex IV (few findings) | Reg. (EC) No 839/2008; Applicable from: 01.09.2008 | Topramezone (BAS 670H) | 1A | Relevant for ruminant's liver and kidney | MRM | MRM | No | Yes | [38 empty] | CF-34 | Method Validation |  | AO-M27 | Method validation
EURL reports pending | Plant | 435 | Triadimefon/Triadimenol | Triadimefon | MACP - Plant (2022 ff) |  | Reg. (EU) 2017/627; Applicable from: 27/10/2017 | Triadimefon (F) | Obligatory | All (see 'Products to be sampled in 2022'-sheet) | MRM | MRM | Difficult | Yes | 0.002 | 1.2 | 99 | 98 | 12 | 1187 | 13 | 0.01 | 0.375 | 93 | 93 | 7 | 92 | 7 | 0.05 | 0.05 | 90 | 90 | 11 | 2 | 1 | 0.01 | 0.05 | 89 | 87 | 11 | 47 | 1 | [8 empty] | FV2010-M4; FV2012-M6; FV2012-M7; FV2013-M8; FV2013-M10; FV2014-M11; FV2014-M12; FV2014-M15; FV2014-M16; FV2015-M17; FV2017-CEN; FV2017-M22; FV2018-M24; FV2018-M25; FV2018-M27; FV2018-M28; FV2019-M29; FV2019-M34; FV 2020-M35; FV 2020-M37; FV 2020-M39; FV 2020-M42; FV 2021-M43 | Method Development, Method Validation, Analytical observation, HRAMS Database | CF-3; CF-11; CF-12; CF-14; CF-22; CF-27; CF-28; CF-31A; CF-33; CF-35; CF-36; CF-(S1-S9) | Method Validation; Method Validation; Method Validation; Method Validation; Method Validation; Method Validation; Method Validation; Method Validation; Method Validation; Method Validation; Method Validation; Screening Report
EURL reports pending | Plant | 699 | Triadimefon/Triadimenol | Triadimefon/Triadimenol (sum) | MACP - Plant (2022 ff) |  | Reg. (EU) 2017/627; Applicable from: 27/10/2017 | Triadimenol (any ratio of constituent isomers) | Obligatory | All (see 'Products to be sampled in 2022'-sheet) |  | MRM | Difficult | Yes | [40 empty] | CF-35 & CF-36 was erroneously listed in the previous version
EURL reports pending | Plant | 436 | Triadimefon/Triadimenol | Triadimenol | MACP - Plant (2022 ff) |  | Reg. (EU) 2017/627; Applicable from: 27/10/2017 | Triadimenol (any ratio of constituent isomers) | Obligatory | All (see 'Products to be sampled in 2022'-sheet) | MRM | MRM | Difficult | Yes | 0.004 | 3.8 | 97 | 96 | 10 | 904 | 11 | 0.01 | 0.25 | 89.9 | 90 | 9 | 52 | 4 | 0.05 | 0.05 | 93.5 | 94 | 11 | 2 | 1 | 0.1 | 0.5 | 89.1 | 87 | 13 | 50 | 1 | [8 empty] | FV2010-M1; FV2010-M4; FV2012-M6; FV2012-M7; FV2013-M8; FV2014-M12; FV2014-M15; FV2014-M16; FV2015-M18; FV2017-CEN; FV2018-M24; FV2019-M29; FV2019-M31; FV2019-M32; FV2019-M34; FV 2020-M37 | Method Development, Method Validation, HRAMS Database, Analytical observation | CF-5; CF-11; CF-12; CF-14; CF-22; CF-27; CF-28; CF-31A; CF-33; CF-35; CF-36; CF-(S1-S9) | Method Validation; Method Validation; Method Validation; Method Validation; Method Validation; Method Validation; Method Validation; Method Validation; Method Validation; Method Validation; Method Validation; Screening Report
EURL reports pending | Plant | 437 | Tri-Allate | Tri-Allate | WD - Interest for Cumulative Risk Assessment | Annex III (cummulative) | Reg. (EC) No 149/2008; Applicable from: 01.09.2008 | Tri-allate |  | especially relevant in broccoli and cauliflower | MRM | MRM | Yes | Yes | 0.001 | 1 | 97.5 | 98 | 11 | 274 | 7 | 0.01 | 0.125 | 72.8 | 74 | 9 | 22 | 3 | 0.05 | 0.05 | 102 | 102 |  | 1 | 1 | [15 empty] | FV2018-M26; FV2019-M31; FV2019-M32; FV2019-M34; | Method Development, Method Validation | CF-22; CF-28; CF-31A; CF-33; CF-35; CF-36; CF-(S1-S9) | Method Validation; Method Validation; Method Validation; Method Validation; Method Validation; Method Validation; Screening Report
EURL reports pending | Plant | 743 | Triazole derivative metabolites (TDMs) | 1,2,4-Triazol (1,2,4-T) | WD - Plant (2022) | Annex II (Support requested from EURLs) | - | _Legally not relevant |  |  | SRM | SRM | No | Yes | [40 empty] | CF-35 & CF-36 was erroneously listed in the previous version |  |  | SRM-09 | Method Development; Method Validation
EURL reports pending | Plant | 1518 | Triazole derivative metabolites (TDMs) | Triazol Acetic Acid (TAA) | WD - Plant (2022) | Annex II (Support requested from EURLs) | - | _Legally not relevant |  |  | SRM | SRM | No | Yes | [40 empty] | CF-35 & CF-36 was erroneously listed in the previous version |  |  | SRM-09 | Method Development; Method Validation
EURL reports pending | Plant | 1517 | Triazole derivative metabolites (TDMs) | Triazol Alanine Acid (TA) | WD - Plant (2022) | Annex II (Support requested from EURLs) | - | _Legally not relevant |  |  | SRM | SRM | No | Yes | [40 empty] | CF-35 & CF-36 was erroneously listed in the previous version |  |  | SRM-09 | Method Development; Method Validation
EURL reports pending | Plant | 1519 | Triazole derivative metabolites (TDMs) | Triazol Lactic Acid (TLA) | WD - Plant (2022) | Annex II (Support requested from EURLs) | - | _Legally not relevant |  |  | SRM | SRM | No | Yes | [40 empty] | CF-35 & CF-36 was erroneously listed in the previous version |  |  | SRM-09 | Method Development; Method Validation
EURL reports pending | Plant | 439 | Triazophos | Triazophos | MACP - Plant (2022 ff) |  | Reg. (EU) 2017/626; Applicable from: 27/04/2017 | Triazophos (F) | Obligatory | All (see 'Products to be sampled in 2022'-sheet) | MRM | MRM | Difficult | Yes | 0.002 | 1 | 99 | 98 | 13 | 647 | 11 | 0.01 | 0.125 | 94.2 | 96 | 9 | 23 | 2 | 0.01 | 0.05 | 91 | 92 | 12 | 8 | 1 | 0.005 | 0.05 | 97.8 | 98 | 9 | 31 | 1 | [8 empty] | FV2010-M1; FV2010-M4; FV2012-M6; FV2012-M7; FV2013-M8; FV2014-M11; FV2014-M12; FV2014-M16; FV2015-M18; FV2015-M19; FV2017-CEN; FV2017-M22; FV2018-M24; FV2018-M25; FV2018-M28; FV2019-M29; FV2019-M30; FV2019-M31; FV2019-M32; FV2019-M34; FV 2020-M35; FV 2020-M37; FV 2020-M38; FV 2020-M39; FV 2020-M42; FV 2021-M43 | Method Development, Method Validation, HRAMS Database, Analytical Observation | CF-6; CF-11; CF-12; CF-14; CF-22; CF-26; CF-27; CF-28; CF-31A; CF-33; CF-35; CF-36; CF-(S1-S9) | Method Validation; Method Validation; Method Validation; Method Validation; Method Validation; Method Validation; Method Validation; Method Validation; Method Validation; Method Validation; Method Validation; Method Validation; Screening Report
EURL reports pending | Animal | 439 | Triazophos | Triazophos | WD - Animal (2022) | Annex IV (few findings) | Reg. (EU) 2017/626; Applicable from: 27/04/2017 | Triazophos (F) | 1A | Relevant for animal fat, eggs and milk | MRM | MRM | Difficult | Yes | [41 empty] | AO-M02; AO-M07; AO-M11; AO-M13; AO-M14; AO-M15; AO-M12; AO-M26; AO-M27; AO-M32; AO-M35 | Method Development; Method Validation
EURL reports pending | Plant | 444 | Triclopyr | Triclopyr | WD - Plant (2022) | Annex II (Support requested from EURLs) | Reg. (EU) 2021/590; Applicable from: 03/05/2021 | Triclopyr |  | Especially relevant for bananas, kiwi, pears, oranges, strawberries and table grapes. Additionally relevant for some non-MACP commodities such as: apricots, mandarins/clementines, lemons, limes and plums. | MRM/SRM | No Data | No | Yes | 0.002 | 0.5 | 100 | 99 | 10 | 1373 | 9 | 0.01 | 0.125 | 93.4 | 87 | 15 | 35 | 2 | [22 empty] | FV 2014-M11; | Method Validation |  |  | CF-35 & CF-36 was erroneously listed in the previous version |  |  | SRM-02 | Anal. Observ. Report; Succesfull validation by EURL-SRM using QuEChERS without PSA cleanup in grape, maize and cucumber at 0.01 mg/kg each. More data on various commodities within the EURL-DataPool.
EURL reports pending | Plant | 445 | Tricyclazole | Tricyclazole | MACP - Plant (2022 ff) |  | Reg. (EU) 2017/983 Applicable from: 30/06/2017 | Tricyclazole | Obligatory (certain commodities) | It shall only be analysed in and on brown rice in 2023. | MRM | MRM | Yes | Yes | [36 empty] | FV2012-M7; FV2018-M26; FV2018-M28; FV2019-M31; FV2019-M32; FV2019-M34; FV 2020-M37; FV 2020-M38; FV 2020-M39; FV 2020-M42 | Method Development, Method Validation, HRAMS Database, Analytical observation | CF-8; CF-12; CF-22; CF-26; CF-27; CF-28; CF-31A; CF-33; CF-35; CF-36; CF-(S1-S9) | Method Validation; Method Validation; Method Validation; Method Validation; Method Validation; Method Validation; Method Validation; Method Validation; Method Validation; Method Validation; Screening Report
EURL reports pending | Plant | 448 | Trifloxystrobin | Trifloxystrobin | MACP - Plant (2022 ff) |  | Reg. (EU) 2019/1791 Applicable from: 18/11/2019 | Trifloxystrobin (F) (R) | Obligatory | All (see 'Products to be sampled in 2022'-sheet) | MRM | MRM | Yes | Yes | 0.002 | 2.4 | 100 | 100 | 9 | 1724 | 11 | 0.01 | 0.125 | 96.5 | 97 | 7 | 100 | 6 | 0.05 | 0.05 | 100.5 | 101 | 11 | 2 | 1 | [15 empty] | FV2010-M1; FV2010-M4; FV2012-M6; FV2012-M7; FV2014-M11; FV2014-M12; FV2014-M16; FV2015-M18; FV2015-M19; FV2017-CEN; FV2017-M22; FV2018-M24; FV2018-M25; FV2019-M29; FV2019-M30; FV2019-M31; FV2019-M32; FV2019-M34; FV 2020-M35; FV 2020-M37; FV 2020-M38; FV 2020-M39; FV 2020-M42; FV 2021-M43 | Method Development, Method Validation, HRAMS Database, Analytical Observation | CF-2; CF-11; CF-12; CF-14; CF-22; CF-27; CF-28; CF-31A; CF-33; CF-35; CF-36; CF-(S1-S9) | Method Validation; Method Validation; Method Validation; Method Validation; Method Validation; Method Validation; Method Validation; Method Validation; Method Validation; Method Validation; Method Validation; Screening Report
EURL reports pending | Plant | 1207 | Triflumizole | FM-6-1 | WD - Plant (2022) | Annex II (Support requested from EURLs) | Reg. (EU) 2018/1516 Applicable from: 01/05/2019 | Triflumizole: Triflumizole and metabolite FM-6-1(N-(4-chloro-2-trifluoromethylphenyl)-n-propoxyacetamidine), expressed as Triflumizole (F) (R) | 1A | Frequent findings in grapes (ca. 6% positive) and cucumber (ca. 17% positive) and no MRL exceedances recorded. Found in the following EU MACP commodities: sweet, peppers, tomatoes, table grapes, cucumbers. | MRM | MRM | Yes | Yes | [40 empty] | CF-35 & CF-36 was erroneously listed in the previous version
EURL reports pending | Plant | 449 | Triflumizole | Triflumizole | WD - Plant (2022) | Annex II (Support requested from EURLs) | Reg. (EU) 2018/1516 Applicable from: 01/05/2019 | Triflumizole: Triflumizole and metabolite FM-6-1(N-(4-chloro-2-trifluoromethylphenyl)-n-propoxyacetamidine), expressed as Triflumizole (F) (R) | 1A | Frequent findings in grapes (ca. 6% positive) and cucumber (ca. 17% positive) and no MRL exceedances recorded. Found in the following EU MACP commodities: sweet, peppers, tomatoes, table grapes, cucumbers. | MRM | MRM | Yes | Yes | [36 empty] | FV2010-M4; FV2012-M6; FV2012-M7; FV2014-M12; FV2019-M31; FV2019-M32; FV2019-M33; FV2019-M34; FV 2020-M38; FV 2020-M39; FV 2020-M42 | Method Development, Method Validation, HRAMS Database, Analytical observation | CF-8; CF-28; CF-(S1-S9) | Method Validation; Method Validation; Screening Report | CF-35 & CF-36 was erroneously listed in the previous version
EURL reports pending | Plant | 1206 | Triflumizole | Triflumizole (Sum) | WD - Plant (2022) | Annex II (Support requested from EURLs) | Reg. (EU) 2018/1516 Applicable from: 01/05/2019 | Triflumizole: Triflumizole and metabolite FM-6-1(N-(4-chloro-2-trifluoromethylphenyl)-n-propoxyacetamidine), expressed as Triflumizole (F) (R) | 1A | Frequent findings in grapes (ca. 6% positive) and cucumber (ca. 17% positive) and no MRL exceedances recorded. Found in the following EU MACP commodities: sweet, peppers, tomatoes, table grapes, cucumbers. |  | MRM | Yes | Yes | [40 empty] | CF-35 & CF-36 was erroneously listed in the previous version
EURL reports pending | Plant | 450 | Triflumuron | Triflumuron | MACP - Plant (2022 ff) |  | Reg. (EU) 2018/1516 Applicable from: 01/05/2019 | Triflumuron (F) | Obligatory | All (see 'Products to be sampled in 2022'-sheet) | MRM | MRM | No | Yes | 0.002 | 0.5 | 99 | 99 | 11 | 1124 | 12 | 0.01 | 0.125 | 86.8 | 87 | 8 | 99 | 8 | [22 empty] | FV2010-M1; FV2012-M7; FV2014-M11; FV2014-M16; FV2015-M18; FV2015-M19; FV2017-CEN; FV2018-M24; FV2019-M29; FV2019-M30; FV2019-M31; FV2019-M32; FV2019-M34; FV 2020-M37; FV 2020-M38; FV 2020-M39; FV 2020-M42 | Method Development, Method Validation, HRAMS Database, Analytical observation | CF-15; CF-21; CF-22; CF-26; CF-28; CF-31A; CF-33; CF-35; CF-36; CF-(S1-S9) | Method Validation; Method Validation; Method Validation; Method Validation; Method Validation; Method Validation; Method Validation; Method Validation; Method Validation; Screening Report
EURL reports pending | Plant | 451 | Trifluralin | Trifluralin | WD - Plant (2022) | Annex IV (few findings) | Reg. (EU) 2015/552 Applicable from: 28/10/2015 | Trifluralin | 2B | Found in carrots. | MRM | MRM | Yes | Yes | [36 empty] | FV2010-M1; FV2010-M3; FV2012-M6; FV2012-M7; FV2013-M8; FV2013-M10; FV2014-M11; FV2015-M17; FV2017-M22; FV2018-M25; FV2018-M28; FV2019-M34; FV 2020-M35; FV 2021-M43 | Method Development, Method Validation, HRAMS Database, Analytical Observation | CF-2; CF-11; CF-12; CF-14; CF-22; CF-26; CF-27; CF-28; CF-31A; CF-33; CF-35; CF-36; CF-(S1-S9) | Method Validation; Method Validation; Method Validation; Method Validation; Method Validation; Method Validation; Method Validation; Method Validation; Method Validation; Method Validation; Method Validation; Method Validation; Screening Report
EURL reports pending | Plant | 1078 | Trimethyl-sulfonium cation (a.k.a. Trimesium) | Trimethyl-sulfonium cation (a.k.a. Trimesium) | WD - Plant (2022) | Annex II (Support requested from EURLs) | Reg. (EC) No 149/2008 Applicable from: 01/09/2008 | Trimethyl-sulfonium cation, resulting from the use of glyphosate (F) | 2B | Especially relevant for dried products, where it has been shown that it is formed as a processing contaminant at high temperature drying (e.g. in dried herbs, dried vegetables, spices, tea, moringa, dried fruits, cereals, pulses,). Also encountered in several other commodities such as aubergines, sweet peppers, asparagus, pears, grapes, citrus fruits (e.g. oranges, grapefruit), onions and mushrooms. | SRM | SRM | No | Yes | [40 empty] | CF-35 & CF-36 was erroneously listed in the previous version |  |  | SRM-09 | Method Development; Method Validation
EURL reports pending | Plant | 830 | Trinexapac | Trinexapac | WD - Plant (2022) | Annex II (Support requested from EURLs) | Regulation (EU) 2017/1016 Applicable from: 11/07/2017 | Trinexapac (sum of trinexapac (acid) and its salts, expressed as trinexapac) | 2B | was found in cereals (ca 10% positives) and products thereof (ca 30% positive) as well as in orange juice and olive oil. | MRM/SRM | MRM/SRM | No | Yes | [40 empty] | CF-35 & CF-36 was erroneously listed in the previous version |  |  | SRM-43 | Anal. Observ. Report
EURL reports pending | Plant | 455 | Triticonazole | Triticonazole | WD - Plant (2022) | Annex IV (few findings) | Reg. (EU) No 559/2011; Applicable from: 01.01.2012 | Triticonazole | 1A | Findings reported in pears and rice | MRM | MRM | Difficult | Yes | 0.002 | 0.3 | 96.9 | 96 | 12 | 1141 | 12 | 0.01 | 0.375 | 87.4 | 88 | 9 | 165 | 11 | 0.05 | 0.05 | 99 | 99 | 1 | 2 | 1 | [15 empty] | FV2010-M1; FV2010-M4; FV2012-M6; FV2012-M7; FV2014-M11; FV2014-M15; FV2014-M16; FV2015-M18; FV2015-M19; FV2017-CEN; FV2018-M24; FV2018-M26; FV2019-M30; FV2019-M31; FV2019-M32; FV2019-M33; FV2019-M34; FV 2020-M38; FV 2020-M39; FV 2020-M42 | Method Development, Method Validation, HRAMS Database, Analytical observation | CF-3; CF-11; CF-12; CF-14; CF-22; CF-26; CF-27; CF-28; CF-31A; CF-33; CF-35; CF-36; CF-(S1-S9) | Method Validation; Method Validation; Method Validation; Method Validation; Method Validation; Method Validation; Method Validation; Method Validation; Method Validation; Method Validation; Method Validation; Method Validation; Screening Report
EURL reports pending | Plant | 1587 | Tritosulfuron | AMTT | WD - Plant (2022) | Annex II (Support requested from EURLs) | Reg. (EU) 2016/1002; Applicable from: 14/01/2017 | 2-amino-4-methoxy-6-(trifluormethyl)-1,3,5-triazine (AMTT), resulting from the use of tritosulfuron (F) |  |  | MRM/SRM | MRM/SRM | Yes | Yes | 0.002 | 0.02 | 97.1 | 99 | 9 | 15 | 1 | [36 empty] | SRM-35 | Anal. Observ. Report
EURL reports pending | Hiney | 1587 | Tritosulfuron | AMTT | WD - Honey (2022) | Annex VII | Reg. (EU) 2016/1002; Applicable from: 14/01/2017 | 2-amino-4-methoxy-6-(trifluormethyl)-1,3,5-triazine (AMTT), resulting from the use of tritosulfuron (F) |  | Honey | MRM/SRM | MRM/SRM | Yes | Yes | 0.002 | 0.02 | 97.1 | 99 | 9 | 15 | 1
EURL reports pending | Plant | 886 | Tritosulfuron | Tritosulfuron | WD - Plant (2022) | Annex II (Support requested from EURLs) | Reg. (EU) 2016/1002; Applicable from: 14/01/2017 | Tritosulfuron |  | Especially relevant for rice, wheat, rye and oats | MRM/SRM | MRM/SRM | No | Yes | 0.01 | 0.1 | 96 | 96 | 17 | 256 | 3 | 0.01 | 0.125 | 92 | 83 | 29 | 10 | 2 | [22 empty] | FV2018-M26; FV2019-M31; FV2019-M32; FV2019-M33; FV2019-M34; FV 2020-M38; FV 2020-M39; FV 2020-M42 | Method Development, Method Validation, Analytical observation | CF-13; CF-28 | Method Validation; Method Validation
EURL reports pending | Honey | 886 | Tritosulfuron | Tritosulfuron | WD - Honey (2022) | Annex VII | Reg. (EU) 2016/1002; Applicable from: 14/01/2017 | Tritosulfuron |  | Honey | MRM/SRM | MRM/SRM | No | Yes
EURL reports pending | Plant | 1517 | Vinclozolin | Vinclozolin | MACP - Plant (2022 ff) |  | Reg. (EU) No 2015/868; Applicable from: 30.12.2015 | Vinclozolin | Obligatory | All (see 'Products to be sampled in 2022'-sheet) | MRM | MRM | Yes | Difficult | 0.002 | 1 | 100.3 | 101 | 9 | 2000 | 15 | 0.01 | 0.25 | 94.6 | 95 | 8 | 49 | 3 | 0.01 | 0.05 | 91 | 91 | 9 | 19 | 1 | 0.02 | 0.1 | 87.9 | 87 | 10 | 50 | 1 | [8 empty] | FV2010-M1; FV2010-M3; FV2010-M4; FV2012-M6; FV2012-M7; FV2013-M8; FV2013-M10; FV2014-M11; FV2015-M17; FV2017-M22; FV2018-M25; FV2018-M28; FV2019-M29; FV2019-M34; FV 2020-M35; FV 2020-M37; FV 2020-M42; FV 2021-M43 | Method Development, Method Validation, HRAMS Database, Analytical Observation | CF-2; CF-11; CF-12; CF-14; CF-22; CF-27; CF-28; CF-31A; CF-33 | Method Validation; Method Validation; Method Validation; Method Validation; Method Validation; Method Validation; Method Validation; Method Validation; Method Validation
NEW 2022; EURL reports pending |  | 475 | Zoxamide | Zoxamide | WD - Plant (2022) |  | Reg. (EU) 2017/171; Applicable from: 23/02/2017 | Zoxamide | 1B | Found in table grapes, melons, grapefruits, wine, spinaches, lettuces and tomatoes. | MRM | MRM | Difficult | Yes

## InformationOnMethods_byEurlFV
Abbreviation used in Method-List | Method Name | Link
EURL-FV (2021-M43) | Splitless liners in gas chromatography. Inertia, durability and performance | https://www.eurl-pesticides.eu/userfiles/file//EURL-FV-2021-M43-Liners%20Technical%20Report.pdf
EURL-FV (2020-M42) | Evaluation of benefits reducing injection volume in LC-MS/MS | https://www.eurl-pesticides.eu/userfiles/file//EURL-FV%20(2020-M42)%20Evaluation%20of%20benefits%20reducing%20injection%20volume%20in%20LC.pdf
EURL-FV (2020-M41) | Comparison of the instrumental response of different constituents of specific pesticides | https://www.eurl-pesticides.eu/userfiles/file//EURL-FV%20(2020-M41)%20Comparison_instrumental_response_isomers.pdf
EURL-FV (2020-M40) | Validation of new MRM pesticides included in the Working Document SANCO/12745/2013 by QuEChERS extraction method | https://www.eurl-pesticides.eu/userfiles/file//EURL-FV%20(2020-M40)%20ValidationNewMRM_pesticidesWD_SANCO_12745_2013.pdf
EURL-FV (2020-M39) | Development and validation of a multiresidue method for high oil and intermediate water content commodities: olives | https://www.eurl-pesticides.eu/userfiles/file//EURL-FV%20(2020-M39)%20Development%20and%20validation%20of%20a%20multiresidue%20method%20for%20high%20oil%20and%20intermediate%20water%20content%20commodities-%20olives.pdf
EURL-FV (2020-M38) | Matrix effects impact using different chromatographic column sizes | https://www.eurl-pesticides.eu/userfiles/file//EURL-FV%20(2020-M38)%20Matrix%20effects%20impact%20using%20different%20chromatographic%20column%20sizes.pdf
EURL-FV (2020-M37) | Ring Test Certified Standard Solutions (2020) | https://www.eurl-pesticides.eu/userfiles/file//EURL-FV%20(2020-M37)%20Ring%20Test%20Certified%20Standard%20Solutions.pdf
EURL-FV (2020-M36) | Validation of a multiresidue method based on QuEChERS extraction for the analysis of chlorpyrifos in banana by LC- and GC-MS/MS | https://www.eurl-pesticides.eu/userfiles/file//2020_M36.pdf
EURL-FV (2020-M35) | Dual layer injection. A way to improve the sensitivity of GC-amenable compounds | https://www.eurl-pesticides.eu/userfiles/file//Dual%20layer%20injection%20Technical%20Report.pdf
EURL-FV (2019-M34) | Development and validation of a Multiresidue Method for high fat content commodities: coffee and cocoa beans | https://www.eurl-pesticides.eu/userfiles/file//EURL-FV-2019-m34-Development%20and%20validation%20of%20a%20Multiresidue%20Method%20for%20high%20fat%20content%20commodities.pdf
EURL-FV (2019-M33) | Validation of MRM pesticides from the Working Document SANCO/12745/2013 using three Multiresidue methods (QuEChERS, ethyl acetate and Dutch mini-Luke | https://www.eurl-pesticides.eu/userfiles/file//EURL-FV-2019-m33Validation%20of%20MRM%20pesticides%20from%20the%20Working%20Document%20SANCO_12745_2013.pdf
EURL-FV (2019-M32) | Reduction of the time of analysis to improve the workflow of the laboratories | https://www.eurl-pesticides.eu/userfiles/file//EURL-FV-2019-m32-Reduction%20of%20the%20time%20of%20analysis%20to%20improve%20the%20workflow%20of%20the%20laboratories_%20Multichannel%20liquid%20chromatography.pdf
EURL-FV (2019-M31) | Application of new chromatographic columns and study of their effectiveness | https://www.eurl-pesticides.eu/userfiles/file//EURLFV-2019-m31-Application_of_new_chromatographic_columns.pdf
EURL-FV (2019-M30) | Evaluation of low flow chromatography for sensitivity enhancement | https://www.eurl-pesticides.eu/userfiles/file//EURL-FV-2019-m30-Evaluation%20of%20low%20flow%20chromatography%20for%20sensitivity%20enhancement.pdf
EURL-FV (2019-M29) | Validation of the MRM pesticides from the EU-MACP in chia seeds and Goji berries | https://www.eurl-pesticides.eu/userfiles/file//EURL-FV(2019-M29)%20Validation_MRM_EU-MACP_Chia_Goji_EURL-FV.pdf
EURL-FV (2019-M28) | High-Resolution Accuracy Mass (HRAMS) methods for the screening of pesticides not approved under Reg. (EC) Nº 1107/2009, using exact mass libraries and databases | https://www.eurl-pesticides.eu/userfiles/file//EURL-FV(2019-M28)%20HRAMS%20methods%20for%20non-authorized%20pesticides(1).pdf
EURL-FV (2018-M27) | Ring Test Certified Standard Solutions | https://www.eurl-pesticides.eu/userfiles/file//Informe%20Certified%20Standard%20Solutions_V4.pdf
EURL-FV (2018-M26) | Validation of the MRM pesticides from the Working Document SANCO/12745/2013 of 21-22 November 2017 rev. 9(1 | https://www.eurl-pesticides.eu/userfiles/file//Report_Validation_WorkinDocument_2018_DRAFT.pdf
EURL-FV (2018-M25) | Accurate Mass Pesticide Database by GC-HRMS | https://www.eurl-pesticides.eu/userfiles/file//Database%20by%20GC-HRMS%202018.doc
EURL-FV (2018-M24) | Accurate Mass Pesticide Database by LC-HRMS | https://www.eurl-pesticides.eu/userfiles/file//HRMs-LC-Accurate%20Mass%20Pesticide%20Database%20.pdf
EURL-FV (2018-M23) | Molecular Components Map of representative matrices of commodity groups in Document SANTE/11813/2017 | https://www.eurl-pesticides.eu/userfiles/file//EURL-FV(2018-M23)%20Molecular%20component%20map.pdf
EURL-FV (2017-CEN) | Development of a CEN standardised method for liquid chromatography coupled to accurate mass spectrometry | https://www.eurl-pesticides.eu/userfiles/file//EURL-FV%20(2017-CEN)%20Development%20of%20a%20CEN%20standardised%20method%20for%20liquid%20chromatography%20coupled%20to%20accurate%20mass%20spectrometry.pdf
EURL-FV (2017-M22) | Accurate Mass Pesticide Database by GC-HRMS (Updated 2017 | https://www.eurl-pesticides.eu/userfiles/file//EURL-FV%20(2017-M22)%20Accurate%20mass%20pesticide%20database%20by%20GC-HRMS-2017.pdf
EURL-FV (2017-M21) | Evaluation of different extraction methods of pesticide residues in spices by LC-ToF-MS and GC-ToF-MS | https://www.eurl-pesticides.eu/userfiles/file//EURL-FV%20(2017-M21)%20EVALUATION%20OF%20DIFFERENT%20EXTRACTION(1).pdf
EURL-FV (2015-M20) | Molecular components map of representative matrices within the commodity groups in Document SANCO 12571/2013 | https://www.eurl-pesticides.eu/userfiles/file//Molecular%20component%20map.pdf
EURL-FV (2015-M19) | LC-QTOF-MS/MS method for the simultaneous full scan and MS/MS analysis of pesticides in fruit and vegetables | https://www.eurl-pesticides.eu/userfiles/file//Activity_validation%20of%20a%20LC-QTOF-MS.pdf
EURL-FV (2015-M18) | Evaluation of interferences between matrix-analyte for the correct identification of the pesticides by GC-QqQ-MS/MS and LC-QqQ-MS/MS | https://www.eurl-pesticides.eu/userfiles/file//Report_Interferences.pdf
EURL-FV (2015-M17) | Accurate Mass Pesticide Database by GC-HRMS (Updated October 2015 | https://www.eurl-pesticides.eu/userfiles/file//Database_October-2015.pdf
EURL-FV (2014-M16) | High-resolution accuracy-mass method for the screening of a wide range of pesticides in different fruit and vegetable matrices | https://www.eurl-pesticides.eu/userfiles/file//method-High-resolution-accuracy-mass.pdf
EURL-FV (2014-M15) | Pesticide analysis in fruit and vegetables by microflow liquid chromatography coupled to mass spectrometry | https://www.eurl-pesticides.eu/userfiles/file/Microflow.pdf
EURL-FV (2014-M14) | Evaluation of extract backgrounds for MRM pesticides (QuEChERS) in animal origin samples | http://www.eurl-pesticides.eu/userfiles/file/Evaluation%20of%20extract%20backgrounds_AO-1.pdf
EURL-FV (2014-M13) | Evaluation of extract backgrounds for MRM-pesticides (QuECHERS) in fruits and vegetables | https://www.eurl-pesticides.eu/userfiles/file/Evaluation%20of%20extract%20backgrounds.pdf
EURL-FV (2014-M12) | Dutch Mini-Luke ("NL-") extraction method followed by LC and GC-MS/MS for multi-residue analysis of pesticides in fruits and vegetables | https://www.eurl-pesticides.eu/userfiles/file/NL-miniLuke-extraction-method.pdf
EURL-FV (2014-M11) | Determination of pesticide residues in avocado and almond by liquid and gas chromatography tandem mass spectrometry | https://www.eurl-pesticides.eu/userfiles/file/EURL-FV%20(2013-M11)Determination%20of%20pesticide%20residues%20in%20high%20oil%20vegetal%20commodities.pdf
EURL-FV (2013-M10) | Accurate Mass Pesticide Database by GC-HRMS (Updated December 2013) | https://www.eurl-pesticides.eu/userfiles/file//GC-HRMS-Accurate_Mass_Database.pdf
EURL-FV (2013-M9) | Validation data of five selected pesticides using QuEChERS by liquid chromatography tandem mass spectrometry | https://www.eurl-pesticides.eu/userfiles/file/Validation_5_new_compounds%20(1).pdf
EURL-FV (2013-M8) | Pesticide analysis in teas and chamomile by liquid chromatography and gas chromatography tandem mass spectrometry | http://www.eurl-pesticides.eu/library/docs/fv/Pesticides_analysis_in_teas_and_chamomile.pdf
EURL-FV (2012-M7) | Accurate mass pesticide database by LC-HRMS (Updated March 2013) | http://www.eurl-pesticides.eu/library/docs/fv/HRMS_DB.pdf
EURL-FV (2012-M6) | Validation Data of 127 Pesticides Using a Multiresidue Method by LC-MS/MS and GC-MS/MS in Olive Oil | http://www.eurl-pesticides.eu/library/docs/fv/Validation-OliveOil.pdf
EURL-FV (2011-M5) | Validation Data for the Analysis of 1-Napthylaceticacid and 1-Naphtylacetamide in tomato and zucchini Using Mini-Luke, Ethyl Acetate and QuEChERS methods Followed by LC-QqQ-MS/MS | http://www.crl-pesticides.eu/library/docs/fv/PGRsAnalysis.pdf
EURL-FV (2010-M4) | Analysis of pesticide residues in fruit and vegetables with ethyl acetate extraction using gas and liquid chromatography with tandem mass spectrometric detection | http://www.crl-pesticides.eu/library/docs/fv/ethyl_acetate_extraction.pdf
EURL-FV (2010-M3) | Multiresidue Method using Mini-Luke followed by GC-QqQ-MS/MS for Fruits and Vegetables | http://www.crl-pesticides.eu/library/docs/fv/Validation_MiniLuke.pdf
EURL-FV (2010-M2) | Validation Data for the Analysis of Chlorotalonil in Leek Using Mini-Luke Method Followed by GC-QqQ-MS/MS | http://www.crl-pesticides.eu/library/docs/fv/Validation_Leek.pdf
EURL-FV (2010-M1) | Multiresidue Method using QuEChERS followed byGC-QqQ-MS/MS and LC-QqQ-MS/MS for Fruits and Vegetables | http://www.crl-pesticides.eu/library/docs/fv/CRLFV_Multiresidue_methods.pdf

## InformationOnMethods_byEurlCF
Abbreviation used in Method-List | Method Name | Link
CF-37 | Report 37 Determination of pesticide residues in oat, rice, rye and wheat, by LC-MS/MS and GC-MS/MS (QuEChERS method) | https://circabc.europa.eu/sd/a/0e6182ea-263c-4ce0-9e9a-f6eb9f7c2990/(37)%20Validation%20report%20samstik%20M-primo%20Cereals_GCMSMS_LCMSMS.pdf
CF-36 | Report 36Determination of pesticide residues in soya cake by GC-MS/MS and LC-MS/MS (QuEChERS-EMR method) | https://circabc.europa.eu/sd/a/6b447ed9-355f-4764-ab8a-e8e426c99c06/(36)_2020_Validation%20report%20samstik%20LC-GC-MSMS_soya.pdf
CF-35 | Report 35 Determination of pesticide residues in rape seeds by GC-MS/MS and LC-MS/MS (QuEChERS-EMR method) | https://circabc.europa.eu/sd/a/2cd8de3c-a39f-43d7-b832-db8554eeafca/(35)%202020_Validation%20report%20samstik%20LC-GC-MSMS_rapseed%252c%20rapecake%252c%20rapemeal.pdf
CF-34 | Report 34 Determination of pesticide residues in wheat, rye, oat and rice by LC-MS/MS and GC-MS/MS (QuEChERS) | https://circabc.europa.eu/sd/a/11c2686d-1cb3-48eb-bc63-1def391ae7dc/(34)%202020%20Validation%20report%20samstik%20K-2%20cereals%20LC-MSMS%20and%20GC-MSMS.pdf
CF-33 | Report 33 Determination of pesticide residues in fish feed by GC-MS/MS and LC-MS/MS (WAHSPE) | https://www.eurl-pesticides.eu/userfiles/file//(32)%20Appendix%207_%202019%20Validation%20report%20samstik%20K%20cereals%20LC-MSMS%20and%20GC-MSMS_200402(1).pdf
CF-32 | Report 32 Determination of pesticide residues in wheat, rye, oat and rice by LC-MS/MS and GC-MS/MS (QuEChERS) | https://www.eurl-pesticides.eu/userfiles/file//(31A)%20Appendix%209_%202019%20Validation%20report_babyfood_rice_GC-MSMS%20and%20LC-MSMS_200129.pdf
CF-31 | Report 31A Determination of pesticide residues in rice based babyfood by LC-MS/MS and GC-MS/MS (QuEChERS) | https://www.eurl-pesticides.eu/userfiles/file//(30)%20Appendix%206_2019%20Validation%20Report%20mix%203456_GC-OrbitrapMS_200204.pdf
CF-30 | Report 30 Determination of pesticide residues in wheat, rye, oat, barley and rice by GC-Orbitrap-MS (QuEChERS) | https://www.eurl-pesticides.eu/userfiles/file//(29)%20Validation%20report%20mix%20I_cereals_GCMSMS_LCMSMS_181231.pdf
CF-29 | Report 29 Determination of pesticide residues in wheat, rye, oat and rice by LC-MS/MS and GC-MS/MS (QuEChERS) | https://www.eurl-pesticides.eu/userfiles/file//(28)%20Appendix%2010_2018_Validation%20report%20mixABCDEFGH_Hay-2.pdf
CF-28 | Report 28 Determination of pesticide residues in hay by LC-MS/MS and GC-MS/MS (QuEChERS) | https://www.eurl-pesticides.eu/userfiles/file//(27)%20Appendix10%202017%20Validation%20report%2027%20FishFeed%20GC-MSMS%20report_FINAL_MPOU.pdf
CF-27 | Report 27 Determination of pesticide residues in fish feed by GC-MS/MS (QuEChERS) | https://www.eurl-pesticides.eu/userfiles/file//(27)%20Appendix10%202017%20Validation%20report%2027%20FishFeed%20GC-MSMS%20report_FINAL_MPOU.pdf
CF-26 | Report 26 Determination of pesticide residues in fish feed by LC-MS/MS (QuEChERS) | https://www.eurl-pesticides.eu/userfiles/file//(26)%20Appendix9_2007%20Validation%20report%2026%20%20FishFeed%20LC-MSMS%20report_FINAL.pdf
CF-25 | Report 25 Quantitative determination of pesticide residues in cereals by LC-QTOF (HRMS) (QuEChERS) | https://www.eurl-pesticides.eu/userfiles/file//(25)%20Appendix4_2017%20Quant%20v%20TOF%20validation%20report%2025%20samstik%203456_LCMSMS.pdf
CF-24 | Report 24 Quantitative determination of pesticide residues in cereals by GC-QTOF (HRMS) (QuEChERS) | https://www.eurl-pesticides.eu/userfiles/file//(24)%20Appendix5_2017%20Quant%20v%20TOF%20validation%20report%2024%20samstik%203456_GCMSMS.pdf
CF-23 | Report 22 Determination of pesticide residues in wheat, rye and oat by LC-MS/MS and GC-MS/MS (QuEChERS) | https://www.eurl-pesticides.eu/userfiles/file//(22)%20Validation%20report_SamstikABC_cereals_GCMSMS_LCMSMS_181231.pdf
CF-22 | Report 23B Determination of pesticide residues in wheat, rye, oat and rice by LC-MS/MS and GC-MS/MS (QuEChERS) | https://www.eurl-pesticides.eu/userfiles/file//(23B)%20Appendix7_2017_dec_Validation%20report%2023B%20samstik%20H_cereals-2(1).pdf
CF-21 | Report 21 Determination of pesticide residues in maize for livestock feed by GC-MS/MS and LC-MS/MS (QuEChERS) | https://www.eurl-pesticides.eu/userfiles/file//(21)%20Validation%20report%2021%20Samstik%20B%20maize%20GC-MSMS%20and%20LC-MSMS%20161220.pdf
CF-20 | Report 20 Determination of pesticide residues in rice baby food by GC-MS/MS and LC-MS/MS (QuEChERS) | https://circabc.europa.eu/sd/a/02e90b71-cfa9-48e6-805b-1d73442c59e1/(20)%20Validation%202015%20Baby%20food%20rice%20GC-MSMS%20and%20LC-MSMS%20report%20160316.pdf
CF-19 | Report 19 Determination of pesticide residues in oat, rye and wheat by GC-MS/MS and LC-MS/MS (SweEt) | https://circabc.europa.eu/sd/a/1a4b3c12-8d0c-4214-b33c-2983fbfe51a2/(19)%20Validation%202015%20Cereals%20Quechers%20GC-MSMS%20and%20LC-MSMS%20report%2019_151221.pdf
CF-18 | Report 18 Determination of pesticide residues in maize for livestock feed by GC-MS/MS and LC-MS/MS (QuEChERS) | https://www.eurl-pesticides.eu/userfiles/file//(18)%20Appendix%204%20Validering%202014%20Feed%20Quechers%20report%2018_150204.pdf
CF-17 | Report 17 Determination of pesticide residues in maize for livestock feed by GC-MS/MS and LC-MS/MS (QuEChERS) | https://www.eurl-pesticides.eu/userfiles/file//(17)%20Appendix%203%20Validering%202014%20Feed%20Quechers%20report%2017_150204.pdf
CF-16 | Report 16 Determination of pesticide residues in wheat, barley and rice by GC-MS/MS and LC-MS/MS (QuEChERS) | https://www.eurl-pesticides.eu/userfiles/file//(16)%20Appendix%202%20Validering%202014%20Cerealier%20GC-MSMS%20and%20LC-MSMS%20report%2016%20150108.pdf
CF-15 | Report 15 Determination of pesticide residues in wheat, rye, rice and barley by LC-MS/MS (QuEChERS) | https://www.eurl-pesticides.eu/userfiles/file/(15)%20Appendix%203%20Validation%20report%20SweEt%20on%20cerealier%20LC-MSMS%20report%2015.pdf
CF-14 | Report 14 Determination of pesticide residues in feed (QuEChERS) | https://www.eurl-pesticides.eu/userfiles/file/(14)%20Appendix%204%20Validering%202013%20Feed%20report%20Quechers%20report%2014_140331.pdf
CF-13 | Report 13 Determination of pesticide residues in wheat, rye, rice and barley (QuEChERS) | https://www.eurl-pesticides.eu/userfiles/file/(13)%20Appendix%202Validering%202013%20Cerealier%20GC-MSMS%20and%20LC-MSMS%20report%2013%20140331.pdf
CF-12 | Report 12 Determination of pesticide residues in hay (QuEChERS) | https://www.eurl-pesticides.eu/userfiles/file/(12)%20Appendix%206%20Validering%202012%20Hay%20LC_GC-MSMS%20report%2012.pdf
CF-11 | Report 11 Determination of Pesticide Residues in wheat (SweEt) | https://www.eurl-pesticides.eu/userfiles/file/(11)%20Appendix%203%20Validation%202012%20cerealier%20FC-MSMS%20SweEt%20report%2011.pdf
CF-10 | Report 10 Determination of pesticide residues in rice and wheat (QuEChERS) | https://www.eurl-pesticides.eu/userfiles/file/(10)%20Appendix%202%20Validering%202012%20Cerealier%20GC-MSMS%20report%2010.pdf
CF-9 | Report 9 Determination of pesticide residues in rice and wheat (QuEChERS) | https://www.eurl-pesticides.eu/userfiles/file/(9)%20Validering%202011%20Cerealier%20LC-MSMS%20report%209.pdf
CF-8 | Report 8 Determination of pesticide residues in wheat, oat , rye, rice and barley by LC-MS/MS (QuEChERS) | https://www.eurl-pesticides.eu/userfiles/file//(8)%20Validering%202011%20Cerealier%20GC-MSMS%20og%20LC-MSMS%20report%208.pdf
CF-7 | Report 7 Determination of isoprothiolane residues in rice by GC-MS/MS (QuEChERS) | https://www.eurl-pesticides.eu/library/docs/cf/(7)%20Validation%20report%20on%20isoprothiolane%20in%20rice%20by%20QuEChers.pdf
CF-6 | Report 6 Determination of pesticide residues in oat, rye and wheat by GC-MS/MS and LC-MS/MS 2010 (QuEChERS) | https://www.eurl-pesticides.eu/library/docs/cf/(6)%20Cerealier%20nye%20stoffer%20GC-MSMS%20og%20LC-MSMS%202010%20Quechers.pdf
CF-5 | Report 5 Determination of pesticide residues in wheat by GC-MS/MS (QuEChERS) | https://www.eurl-pesticides.eu/library/docs/cf/(5)%20Cereal%2050%20quechers%20validation%20part%202%20Quechers%20GC-MS-MS%202009.pdf
CF-4 | Report 4 Determination of pesticide residues in wheat by LC-MS/MS (QuEChERS) | https://www.eurl-pesticides.eu/library/docs/cf/(4)%20Validering_quechers_LC-MS%202008.pdf
CF-3 | Report 3 Determination of pesticide residues in wheat by GC-MS/MS (QuEChERS) | https://www.eurl-pesticides.eu/library/docs/cf/(3)%20Cereal%2050%20quechers%20validation%20part%201%20Quechers%20GC-MS-MS%202008.pdf
CF-2 | Report 2 Determination of pesticides in oat, rice, rye and wheat using the QuEChERS method and GC-ITD (QuEChERS) | https://www.eurl-pesticides.eu/library/docs/cf/(2)%20QuEChERS%20Validation%20report%20IT83%202%20udg%202008NEW.pdf
CF-1 | Report 1 Determination of pesticide residues in wheat by LC- MS/MS (internal method no. FP086.1)) | https://www.eurl-pesticides.eu/library/docs/cf/(1)%20Validering%20FP086.1_udvidelse_korn%20LC-MS-MS%202007.pdf
CF S1 | Screening Report 1 Screening of pesticide residues in cereals by UPLC-TOF | https://circabc.europa.eu/sd/a/9db9af72-2935-49b3-a371-49674de1a2e9/(S1)Validation%20on%20screening%20method%20-%20report1.pdf
CF S2 | Screening Report 2 Screening method for pesticide residues in cereals using LC-QTOF from Agilent | https://circabc.europa.eu/sd/a/fbccee28-cb3f-4bc8-993e-f5f32a1c259f/(S2)%20Appendix5-Validation%20report_screening_LC-QTOF%20screening%20report%202_20140320.pdf
CF S3 | Screening Report 3 Screening method for pesticide residues in cereals using GC-QTOF from Agilent | https://circabc.europa.eu/sd/a/5a409ba5-2998-4bbc-9197-93d99efb1ace/(S3)Appendix6-Validation%20report_screening_GC-QTOF%20screening%20report%203_20140320.pdf
CF S4 | Screening Report 4 Screening method for pesticide residues in cereals using LC‐QTOF from Agilent | https://circabc.europa.eu/sd/a/4228f4e4-9782-4d0e-bd08-c50084dc8292/(S4)%20Appendix%206-Validation%20report_screening_LC-QTOF%20screening%20report%204_20150106.pdf
CF S5 | Screening Report 5 Screening method for pesticide residues in cereals using GC-QTOF from Agilent | https://circabc.europa.eu/sd/a/fbccee28-cb3f-4bc8-993e-f5f32a1c259f/(S2)%20Appendix5-Validation%20report_screening_LC-QTOF%20screening%20report%202_20140320.pdf
CF S6 | Screening Report 6 Screening method for pesticide residues in cereals using GC-QTOF from Agilent | https://circabc.europa.eu/sd/a/c77a6d6e-b966-4fcd-9a75-448eb7d91782/(S6)%20Validation_%20report_GC-QTOF%20screening%20report%206_160112.pdf
CF S7 | Screening Report 7 Screening method for pesticide residues in cereals using GC-QTOF from Agilent | https://www.eurl-pesticides.eu/userfiles/file//(S7)%20Appendix3_Validation%20report_screening_GC-QTOF%20screening%20report%207.pdf
CF S8 | Screening Report 8 Screening method for pesticide residues in cereals using Exactive™ GC Orbitrap™ GC‐MS system from Thermo Fisher Scientific system | https://www.eurl-pesticides.eu/userfiles/file/(S8)%20Appendix%205-Validation%20report_screening_GC-OrbitrapMS%20screening%20report%208_200204.pdf

## InformationOnMethods_byEurlAO
Abbreviation used in Method-List | Method Name | Link
AO-M01 | Analysis of Trifluralin in Fish (DIN EN 1528 1-4 for organochlorines, PCBs, Pyrethroids and organophosphorous compounds) | https://circabc.europa.eu/sd/a/8133cb14-a64f-4578-bf94-140aa2ca4506/Analysis%20of%20Trifluralin%20in%20Fish.pdf
AO-M02 | CRL_AO Method Resmethrin Parlar (Butter and Eggs DIN EN 1528 1-4 for organochlorines, PCBs, Pyrethroids and organophosphorous compounds) | https://circabc.europa.eu/sd/a/c18e6aa4-4522-4a88-ae22-1dfc39c377b4/CRL_AO%20Method%20Resmethrin%20Parlar.pdf
AO-M03 | EURL AO Method for QAV in food of animal origin (food of animal origin, modified QuEChERS) | https://circabc.europa.eu/sd/a/d49f0675-ebd5-45f0-aba7-db4bf26e4eba/EURL%20AO%20Method%20for%20QAV%20in%20food%20of%20animal%20origin.pdf
AO-M04 | Method EURL AO Abamectin (eggs and milk products, HPLC based method) | https://circabc.europa.eu/sd/a/eabcfedd-5b1a-4eaf-8881-2abe2685204b/Method%20EURL%20AO%20Abamectin.pdf
AO-M05 | Method EURL AO MACP new Pesticides (liquid cream, modified QuEChERS) | https://circabc.europa.eu/sd/a/0f7b2062-2346-4d7a-8853-5adbf0a657ea/Method%20EURL%20AO%20MACP%20new%20Pesticides.pdf
AO-M06 | Method for polar Pesticides_AO 08 (poultry meat, modified QuEChERS) | https://circabc.europa.eu/sd/a/4896e5ba-55e2-48f5-926a-916c5bb2d7f7/Method%20for%20polar%20Pesticides_AO%2008.pdf
AO-M07 | Method for polar Pesticides_AO 09 (liquid whole egg, modified QuEChERS) | https://circabc.europa.eu/sd/a/cf1e71bd-7085-4e16-bad0-f7c3432fcfc0/Method%20for%20polar%20Pesticides_AO%2009.pdf
AO-M08 | Method for non-polar Pesticides_AO 10 (honey, modified SweEt) | https://circabc.europa.eu/sd/a/9be775cc-1341-4cf3-afa7-b1d9ecabcd27/Method%20for%20non-polar%20Pesticides_AO%2010.pdf
AO-M09 | Method for polar Pesticides_AO 10 (honey, modified QuEChERS) | https://circabc.europa.eu/sd/a/d5c2a875-eff2-49ae-8745-98a54e6fd1a2/Method%20for%20polar%20Pesticides_AO%2010.pdf
AO-M10 | EURL AO Freiburg method description for fipronil in egg (modified QuEChERS) | https://circabc.europa.eu/sd/a/346f2ec5-0fec-475c-9638-25f3941ea8ea/Method_for_fipronil_in_egg_V2.pdf
AO-M11 | Method for polar Pesticides_AO 13 Milk Powder (modified QuEChERS) | https://circabc.europa.eu/sd/a/42d360b3-e8c1-41b8-8cad-cd5f1215e6c4/Method%20for%20polar%20Pesticides_AO%2013_V3.pdf
AO-M12 | EURL AO EMR method for pesticides analysis using GC-MS/MS full scope (food of animal origin, modified QuEChERS with EMR; see validation reports AO-M17 - AO-M22) | https://circabc.europa.eu/sd/a/62c9e4e6-16f0-4abe-867f-4757f9d878f6/EURL-AO_Method_for_GC_amenable_pesticides_using_EMRclean-up_full_scope.pdf
AO-M13 | Method for polar Pesticides_AO 14 (bovine (calf) liver, modified QuEChERS) | https://circabc.europa.eu/sd/a/1aa0edd9-4014-4531-909b-80e54de3265d/Method_for_polar_Pesticides_AO_14.pdf
AO-M14 | Method for non-polar Pesticides_AO_14_SweEt_based (bovine (calf) liver, modified SweEt) | https://circabc.europa.eu/sd/a/73ba0d41-5802-4bf1-b236-46651b0cbe28/Method_for_non-polar_Pesticides_AO_14_V1.1SweEt_based.pdf
AO-M15 | Method for non-polar Pesticides_AO_14_Q-EMR (bovine (calf) liver, modified QuEChERS with EMR) | https://circabc.europa.eu/sd/a/9dbfc9ed-5249-490d-a918-699fcf890cc5/Method_for_non-polar_Pesticides_AO_14_Q-EMR.pdf
AO-M16 | Method for non-polar and polar Pesticides AO 15 (rape seed oil, GPC method) | https://circabc.europa.eu/sd/a/db4c097e-984d-4434-9d9d-af37a6163257/Method%20for%20non-polar%20and%20polar%20Pesticides_AO_15.pdf
AO-M17 | EURL_AO_Validation_Report_2018-1_GCMSMS_quantification_egg (modified QuEChERS with EMR) | https://circabc.europa.eu/sd/a/01c0939b-bd9f-4962-b034-4ba797522b1a/EURL%20AO%20Validation%20report%202018-01%20GCMSMS%20quantification%20egg.pdf
AO-M18 | EURL_AO_Validation_Report_2018-2_GCMSMS_quantification_egg_with_Aps (modified QuEChERS with EMR) | https://circabc.europa.eu/sd/a/22f5d062-72cb-4db9-8f58-a48b3f49b264/EURL%20AO%20Validation%20report%202018-02%20GCMSMS%20quantification%20egg_APs.pdf
AO-M19 | EURL AO Validation report 2019-01 GCHRMS screening egg (modified QuEChERS with EMR) | https://circabc.europa.eu/sd/a/9e8ea6f3-d02a-4a9c-b580-01d53a5e4498/EURL%20AO%20Validation%20report%202019-01%20GCHRMS%20screening%20egg.pdf
AO-M20 | EURL AO Validation report 2019-02 GCHRMS quantification egg (modified QuEChERS with EMR) | https://circabc.europa.eu/sd/a/0710dbae-5bf4-4bea-a7fd-d8206e8ca7d0/EURL_AO_Validation_report_2019-02_GCHRMS_quantification_egg_version2.pdf
AO-M21 | EURL_AO_Validation_ Report_2019-3_GCMSMS_quantification_liver_Aps (modified QuEChERS with EMR) | https://circabc.europa.eu/sd/a/82165360-fbda-4102-99fe-0b8a0019ddd9/EURL%20AO%20Validation%20report%202019-03%20GCMSMS%20quantification%20liver_APs.pdf
AO-M22 | EURL_AO_Validation_report_2020-01_GCMSMS_and_GC-HRMS_quantification_milk.pdf (modified QuEChERS with EMR) | https://circabc.europa.eu/sd/a/648fd821-5a90-4bd3-bb7e-bf7d50f15093/EURL_AO_Validation_report_2020-01_GCMSMS_and_GC-HRMS_quantification_milk.pdf
AO-M23 | EURL_AO_Validation_report_2020-02_LCMSMS_quantification_milk.pdf (modified QuEChERS) | https://circabc.europa.eu/sd/a/5fbaaccd-202a-4eb6-8cb0-354d7d044042/EURL_AO_Validation_report_2020-02_LCMSMS_quantification_milk.pdf
AO-M24 | EURL_AO_Validation_report_2020-03_GCMS_and_LCMS_quantification_infant_formula (DIN EN 1528 and modified QuEChERS) | https://circabc.europa.eu/sd/a/877ae7cf-6cca-4500-acba-c74ebfc28b74/EURL_AO_Validation_report_2020-03_GCMS_and_LCMS_quantification_infant_formula.pdf
AO-M25 | EURL_AO_Validation_report_2021-01_GCMSMS_quantification_milk (modified QuEChERS with EMR) | https://circabc.europa.eu/sd/a/84d4efda-62f0-4569-9927-ab6382f1ca7a/EURL_AO_Validation_report_2021-01_GCMSMS_quantification_milk.pdf
AO-M26 | EURL_AO_Validation_report_2021-02_LCMSMS_quantification_milk (modified QuEChERS) | https://circabc.europa.eu/sd/a/b6d9b86d-8679-41a9-9f83-dc5503bcb7c6/EURL_AO_Validation_report_2021-02_LCMSMS_quantification_milk.pdf
AO-M27 | EURL_AO_Validation_report_2021-03_LC-MS-Q-ToF_quantification_milk (modified QuEChERS) | https://circabc.europa.eu/sd/a/8d55c5f7-6bce-4e9d-aff4-d53d842b0b5b/EURL_AO_Validation_report_2021-03_LC-Q-TOF_quantification_milk.pdf
AO-M28 | EURL_AO_Investigation_report_2021-01_pesticides_residues_honey_LC-Q-TOF (dilution) | https://circabc.europa.eu/sd/a/a7553bfb-f90e-400f-a684-f1298de0a40a/EURL_AO_Investigation_report_2021-01_pesticide_residues_honey_LC-Q-TOF.pdf
AO-M29 | Method for non-polar Pesticides_AO 16 Q-EMR.pdf (liquid whole egg, modified QuEChERS with EMR) | https://circabc.europa.eu/sd/a/b72b1ebe-582a-4db3-8afe-fde33474ab5e/Method_for_non-polar_Pesticides_AO_16_Q-EMR.pdf
AO-M30 | Method for polar Pesticides_AO 16 QuEChERs.pdf (liquid whole egg, modified QuEChERS) | https://circabc.europa.eu/sd/a/fc5c8674-b871-45c2-8129-2e70dc1fcd3f/Method_for_polar_Pesticides_AO_16_QuEChERs.pdf
AO-M31 | EURL AO 2021 Method for non-polar pesticides_IKA_GPC_SPE (food of animal origin, IKA GPC SPE; see validation report AO-M34) | https://circabc.europa.eu/sd/a/27809df5-1375-4f0f-81e8-c542698a8df3/Method_for_non-polar_Pesticides_IKA_GPC_SPE.pdf
AO-M32 | EURL_AO_Validation_report_2021-04_LC_GC-MSMS_quantification_fat_oil.pdf (QuOil and DIN EN 1528) | https://circabc.europa.eu/sd/a/7cb46e37-41aa-4e03-9fb6-c578610b6a86/EURL_AO_Validation_report_2021-04_LC_GC-MSMS_quantification_fat_oil.pdf
AO-M33 | EURL_AO_Validation_report_2021-05_GC-Orbitrap_quantification_fat_oil.pdf (DIN EN 1528) | https://circabc.europa.eu/sd/a/be22d3f8-f96d-4330-a8a6-7874eccc5ac9/EURL_AO_Validation_report_2021-05_GC-Orbitrap_quantification_fat_oil.pdf
AO-M34 | EURL_AO_Validation_report_2021-06_GC-Orbitrap_GC-MS_MS_quantification_fish_offals (IKA_GPC_SPE) | https://circabc.europa.eu/sd/a/b29bd2e1-7344-407c-a89e-27571a5db098/EURL_AO_Validation_report_2021-06_GC-Orbitrap_GC-MS_MS_quantification_fish_offals.pdf
AO-M35 | EURL_AO_Validation_report_2021-07_LC-MSMS_quantification_offal_and_fish (modified QuEChERS) | https://circabc.europa.eu/sd/a/cf5417ab-eec4-459a-b414-ef7d718f8cd0/EURL_AO_Validation_report_2021-07_LC-MSMS_quantification_offal_and_fish.pdf
AO-M36 | EURL_AO_Validation_report_2022-01_GC-MS_MS_quantification_milk_dairy_products (IKA_GPC_SPE) | https://circabc.europa.eu/sd/a/7d7e80f0-b5af-424d-abe8-11acbf8941e0/EURL_AO_Validation_report_2022-01_GC-MS_MS_quantification_milk_dairy_products.pdf

## InformationOnMethods_byEurlSRM
Abbreviation used in Method-List | Method/Observation Name | Link
SRM-01 | Analysis of Abamectin via QuEChERS and LC-MS/MS | http://www.eurl-pesticides.eu/library/docs/srm/meth_Abamectin_CrlSrm.PDF
SRM-02 | Analysis of Acidic Pesticides using QuEChERS (EN15662) and acidified QuEChERS method | http://www.eurl-pesticides.eu/userfiles/file/EurlSRM/EurlSrm_Observations_AcidicPesticides.pdf
SRM-03 | Analysis of Phenoxyalkanoic Acids in Milk using QuEChERS method and LC-MS/MS | http://www.eurl-pesticides.eu/userfiles/file//EurlSrm_meth_Phenoxy_Milk%281%29.pdf
SRM-04 | Analysis of Acidic Pesticides in Wheat Flour Samples by LC-MS(/MS) using the QuEChERS Method | http://www.eurl-pesticides.eu/library/docs/srm/meth_acidicpesticides_wheat_quechers_EurlSrm.pdf
SRM-05 | Analysis of Amitraz and ist Main Metabolites in Pears via QuEChERS and LC-MS/MS | http://www.eurl-pesticides.eu/library/docs/srm/meth_Amitraz_CrlSrm.pdf
SRM-06 | Bromine Containing Fumigants Determined as Total Bromide | http://www.eurl-pesticides.eu/library/docs/srm/meth_TotInorgBromide_CrlSrm.pdf
SRM-07 | Analysis of Captan and Folpet via QuEChERS and GC-MS(CI) | http://www.eurl-pesticides.eu/userfiles/file/EurlSRM/meth_CaptanFolpet_EurlSRM.pdf
SRM-08 | Analysis of Chlormequat and Mepiquat Residues in Foods of Plant Origin | http://www.eurl-pesticides.eu/library/docs/srm/meth_ChlormequatMepiquat_CrlSrm.pdf
SRM-09 | Quick Method for the Analysis of numerous Highly Polar Pesticides in Foods of Plant Origin via LC-MS/MS involving Simultaneous Extraction with Methanol (QuPPe-PO--Method) | http://www.eurl-pesticides.eu/docs/public/tmplt_article.asp?CntID=887&LabID=200&Lang=EN
SRM-10 | Modified QuEChERS-Method for the Analysis of Chlorothalonil in Fruits and Vegetables | http://www.eurl-pesticides.eu/library/docs/srm/meth_QuEChERSforChlorothalonil_2010.PDF
SRM-11 | Analysis of Dicofol via QuEChERS - Use of Isotope labeled dicofol to improve precision | http://www.eurl-pesticides.eu/library/docs/srm/EurlSrm_Observations_dicofol.pdf
SRM-12 | Analysis of Dithianon in Fruits and Vegetables using acidified QuEChERS and LC-MS/MS | http://www.eurl-pesticides.eu/userfiles/file/EurlSRM/meth_Dithianon_EurlSRM.pdf
SRM-13 | Analysis of Dithianon by the QuEChERS Method - Impact of acidification during extraction on recoveries | http://www.eurl-pesticides.eu/userfiles/file/EurlSRM/observ_Dithianon-EurlSRM.pdf
SRM-14 | Analysis of Dithiocarbamate Residues in Foods of Plant Origin involving Cleavage into Carbon Disulfide, Partitioning into Isooctane and Determinative Analysis by GC-ECD | http://www.eurl-pesticides.eu/library/docs/srm/meth_DithiocarbamatesCs2_EurlSrm.PDF
SRM-15 | Analysis of Dodine by the QuEChERS Method - Interactions in the Injector and role of the Matrix | http://www.eurl-pesticides.eu/userfiles/file/EurlSRM/EurlSrm_Observations_Dodine.pdf
SRM-16 | Analysis of Organotin-Pesticides by the QuEChERS-method - Impact of acidifying on the recoveries | http://www.eurl-pesticides.eu/library/docs/srm/EURL_observations_Organotins.pdf
SRM-17 | Analysis of Flonicamid-Metabolites TFNA and TFNG using acidified QuEChERS method | http://www.eurl-pesticides.eu/userfiles/file/EurlSRM/EurlSRM_meth_FlonicamidMetabolites.pdf
SRM-18 | Analysis of the Fumigant Phosphine by applying Headspace-GC-MSD | http://www.eurl-pesticides.eu/userfiles/file/EurlSRM/EurlSRM_meth_Phosphin.pdf
SRM-19 | Determination of Prochloraz (sum) via its Metabolites | http://www.eurl-pesticides.eu/userfiles/file/EurlSRM/EURL_observations_Prochloraz.pdf
SRM-20 | Matrix-induced Signal Enhancement of Propamocarb in LS-MS/MS | http://www.eurl-pesticides.eu/library/docs/srm/EurlSrm_Observations_Propamocarb.pdf
SRM-21 | Improvement of Ethoxyquin Recoveries by QuEChERS Through the Addition of Ascorbic Acid | http://www.eurl-pesticides.eu/userfiles/file/EurlSRM/EurlSrm_Observations_Ethoxyquin_V2.pdf
SRM-22 | Analysis of Pyridate and its metabolite Pyridafol by QuEChERS and LC-MS/MS | http://www.eurl-pesticides.eu/userfiles/file/EurlSRM/EURL_Observations_Pyridate.pdf
SRM-23 | Analysis of Carbofuran (sum) by applying hydrolysis on QuEChERS extracts | http://www.eurl-pesticides.eu/userfiles/file/EurlSRM/EurlSrm_Observations_Carbofuran.pdf
SRM-24 | Analysis of Ethoxyquin and its Metabolites in Fish Using the QuEChERS Method | http://www.eurl-pesticides.eu/userfiles/file/EurlSRM/observ_Ethoxyquin-metabolites-salmon_EurlSRM.pdf
SRM-25 | Quick Method for the Analysis of Residues of numerous Highly Polar Pesticides in Food Commodities involving Simultaneous Extraction with Methanol and Determination via LC-MS/MS (QuPPe-AO-Method) | http://www.eurl-pesticides.eu/userfiles/file/EurlSRM/meth_QuPPe_AO.pdf
SRM-26 | Analysis of Quaternary Ammonium Compounds (QACs) in Fruits and Vegetables using QuEChERS and LC-MS/MS | http://www.eurl-pesticides.eu/userfiles/file/EurlSRM/EurlSRM_meth_QAC_ShortMethod.pdf
SRM-27 | Analysis of BACs and DDAC in Milk using QuEChERS method and LC-MS/MS | http://www.eurl-pesticides.eu/userfiles/file//EurlSRM_meth_QAC_Milk.pdf
SRM-28 | Analysis of 4-Hydroxy-Chlorothalonil (SDS-3701) in Milk using QuEChERS and LC-MS/MS | http://www.eurl-pesticides.eu/userfiles/file//EurlSrm_meth_4HydroxyChlorothalonil_Milk-V2-1.pdf
SRM-29 | Analysis of Fumigants in Cereals and Dry Fruits Applying GC-MS/MS | http://www.eurl-pesticides.eu/userfiles/file/EurlSRM/EurlSRM_meth_Fumigants.pdf
SRM-30 | Analysis of Nicotine in Mushrooms | http://www.eurl-pesticides.eu/library/docs/srm/meth_NicotineMushrooms_CrlFvCrlSrm.pdf
SRM-31 | Modified Version of the QuEChERS-Method for the Analysis of Pentachlorophenol in Guar Gum | http://www.eurl-pesticides.eu/library/docs/srm/meth_QuechersForGuarGum.pdf
SRM-32 | Analysis of Pymetrozine by the QuEChERS Method-Impact of pH on Recovery Rate | http://www.eurl-pesticides.eu/userfiles/file/EurlSRM/EurlSrm_Observations_Pymetrozine.pdf
SRM-34 | Analysis of Bifenazate (sum) by the QuEChERS Method using LC-MS/MS | http://www.eurl-pesticides.eu/userfiles/file/EurlSRM/meth_Bifenazate_EurlSRM.pdf
SRM-35 | Analysis of the Tritosulfuron Metabolite AMTTby QuEChERS Methodusing LC-MS/MS | https://www.eurl-pesticides.eu/userfiles/file/EurlSRM/EurlSrm_Observation_AMTT.pdf
SRM-36 | Analysis of various relevant pesticide metabolites of in products of animal originby the QuEChERS Methodusing LC-MS/MS | https://www.eurl-pesticides.eu/userfiles/file/EurlSRM/EurlSrm_Observation_QuEChERS-AO_V1.pdf
SRM-37 | Analysis of the Fumigant Sulfuryl Fluoride Applying Headspace-GC-MSD | https://www.eurl-pesticides.eu/userfiles/file/EurlSRM/EurlSrm_Observation_Sulfuryl_fluoride_V1.pdf
SRM-38 | Analysis of Guazatinein Food Products | https://www.eurl-pesticides.eu/userfiles/file/EurlSRM/EurlSrm_Observation_Guazatine_V1.pdf
SRM-39 | Analysis of Lambda-and Gamma-Cyhalothrin involving QuEChERS Extraction and Enantioselective LC-Separation of RS and SR-Isomers | https://www.eurl-pesticides.eu/userfiles/file/EurlSRM/EurlSrm_Observation_Cyhalothrin_V1.pdf
SRM-40 | Analysis of Dimethoate and Omethoate Metabolites -Method Development and Pilot Monitoring | https://www.eurl-pesticides.eu/userfiles/file/EurlSRM/EurlSrm_Observation_Dimethoate_Omethoate_V1.pdf
SRM-41 | Analysis of 4-Amino-3-methylbenzoic acidin eggs | https://www.eurl-pesticides.eu/library/docs/srm/EURL_Observation%203-Amino-meta%20toluic%20acid.pdf
SRM-42 | Analysis of Captan, Folpet and their respective metabolites Phthalimide and Tetrahydrophthalimidevia LC-MS/MS either directly or following hydrolysis | https://www.eurl-pesticides.eu/library/docs/srm/EurlSrm_Observation_Captan_Folpet_LC-V1.pdf
SRM-43 | Analysis of Acidic PesticidesEntailingConjugates and/or Esters in their Residue Definitions | https://www.eurl-pesticides.eu/userfiles/file/EurlSRM/EurlSrm_Observation_alkaline_hydrolysis_acidic_herbicides.pdf
SRM-44 | Analysis of ToxicologicallyCriticalSRM Compounds in Infant Formulaeand Milk-Part 1: Analytical Aspects | https://www.eurl-pesticides.eu/userfiles/file/EurlSRM/SRM_substances-in-infant-formula_extraction-and-instrument-methods_V2.pdf
SRM-45 | Analysis of Ethylene Oxide and its Metabolite 2-Chloroethanol by the QuOil or the QuEChERS Method and GC-MS/MS | https://www.eurl-pesticides.eu/library/docs/srm/EurlSrm_Observation_EO_V1.pdf