## CompoundOverview
|  | Last Update: 17.03.2017 | [13 empty] | QuEChERS Recovery Data | [7 empty] | QuOil Validation Data | [7 empty] | Sweet Validation Data | [7 empty] | S19 Validation Data | [7 empty] | QuPPe Validation Data | [7 empty] | Validation data available in EURL-DataPool? | EURL-Report on this compound (for report-codes see individual Excel-sheets) MD: Method Development Report; MV: Method Validation Report; OB: Analytical Observation Report
MatrixGroup | ID | Compound GROUP (can be used as a filter to isolate related compounds) | Compound | Control Program | Moved to Annex IV (Substances with a low level of findings) | Remark on MRL RD | MRL Residue Definition (Click above to see Remark) | Priority of Analysis | Products to be tested | Remark on commercial availability of standards (to EURL knowledge) | Note on Availability of Standard | METHOD TYPE required to cover COMPOUND | METHOD TYPE required to cover RES. DEF. | GC-Amenable | LC-Amenable | Spiking Level (min.) | Spiking Level (max.) | Median (%) | Mean (%) | RSD (%) | No. Of Recoveries | % of Recveries within 70-120% | No. Of Labs | Spiking Level (min.) | Spiking Level (max.) | Median (%) | Mean (%) | RSD (%) | No. Of Recoveries | % of Recveries within 70-120% | No. Of Labs | Spiking Level (min.) | Spiking Level (max.) | Median (%) | Mean (%) | RSD (%) | No. Of Recoveries | % of Recveries within 70-120% | No. Of Labs | Spiking Level (min.) | Spiking Level (max.) | Median (%) | Mean (%) | RSD (%) | No. Of Recoveries | % of Recveries within 70-120% | No. Of Labs | Spiking Level (min.) | Spiking Level (max.) | Median (%) | Mean (%) | RSD (%) | No. Of Recoveries | % of Recveries within 70-120% | No. Of Labs | Click on (+) above for info on validation data (for add. data go to EURL DataPool) | EURL-FV | Remark | EURL-CF | Remark | EURL-AO | Remark | EURL-SRM | Remark
Plant | 1 | 2,4-D | 2,4-D | MACP - Plant (2017) |  | Reg. (EU) No 1317/2013; Applicable from: 06.07.2014 | 2,4-D (sum of 2,4-D, its salts, its esters and its conjugates, expressed as 2,4-D) | Obligatory | It shall only be analysed in and on oranges, cauliflowers, rice grain and dried beans in 2017 |  |  | MRM/SRM | SRM | No | Yes | 0,002 | 1 | 97,0 | 93,7 | 17,2 | 1709 | 89,8 | 12 | 0,01 | 0,125 | 96,5 | 97,0 | 8,3 | 24 | 95,8 | 3 | [31 empty] | SRM-02 | OB
Plant | 934 | 2,4-D | 2,4-D-Methylester | MACP - Plant (2017) |  | Reg. (EU) No 1317/2013; Applicable from: 06.07.2014 | 2,4-D (sum of 2,4-D, its salts, its esters and its conjugates, expressed as 2,4-D) | Obligatory | It shall only be analysed in and on oranges, cauliflowers, rice grain and dried beans in 2017 |  |  | MRM | SRM | Yes | No Data | 0,05 | 0,25 | 106,4 | 107,9 | 9,9 | 167 | 89,8 | 2 | 0,05 | 0,25 | 86,0 | 88,5 | 7,1 | 7 | 100,0 | 2
Plant | 704 | Abamectin | Avermectin B1a | MACP - Plant (2017) |  | Reg. (EU) 2016/1003; Applicable from: 14/07/2016 | Abamectin (sum of avermectin B1a, avermectin B1b and delta-8,9 isomer of avermectin B1a, expressed as avermectin B1a) (F) (R) | Obligatory | All (see "Products to be sampled in 2017"-sheet) |  |  | MRM/SRM | MRM/SRM | No | Yes | 0,005 | 0,2 | 96,0 | 95,5 | 17,2 | 702 | 86,9 | 8 | 0,01 | 0,1 | 90,8 | 90,1 | 12,7 | 16 | 100,0 | 3 | 0,05 | 0,05 | 101,5 | 101,5 | 30,0 | 2 | 50,0 | 1 | [19 empty] | CF 6; CF 16 | MV |  |  | SRM-01 | MV
Plant | 719 | Abamectin | Avermectin B1a, 8,9-Z-~ | MACP - Plant (2017) |  | Reg. (EU) 2016/1003; Applicable from: 14/07/2016 | Abamectin (sum of avermectin B1a, avermectin B1b and delta-8,9 isomer of avermectin B1a, expressed as avermectin B1a) (F) (R) | Obligatory | All (see "Products to be sampled in 2017"-sheet) |  |  | MRM/SRM | MRM/SRM | No | Yes | 0,005 | 0,1 | 98,0 | 98,7 | 11,5 | 238 | 94,5 | 6 | 0,01 | 0,1 | 78,9 | 77,7 | 12,5 | 44 | 79,5 | 6 | [31 empty] | SRM-01 | MV
Plant | 705 | Abamectin | Avermectin B1b | MACP - Plant (2017) |  | Reg. (EU) 2016/1003; Applicable from: 14/07/2016 | Abamectin (sum of avermectin B1a, avermectin B1b and delta-8,9 isomer of avermectin B1a, expressed as avermectin B1a) (F) (R) | Obligatory | All (see "Products to be sampled in 2017"-sheet) |  |  | MRM/SRM | MRM/SRM | No | Yes | 0,005 | 0,1 | 97,9 | 98,7 | 16,1 | 329 | 88,4 | 3 | 0,02 | 0,1 | 77,5 | 79,8 | 14,0 | 7 | 85,7 | 2 | [31 empty] | SRM-01 | MV
Plant | 4 | Acephate | Acephate | MACP - Plant (2017) |  | Reg. (EU) No 899/2012; Applicable from: 26.04.2013 | Acephate | Obligatory | All (see "Products to be sampled in 2017"-sheet) |  |  | MRM/SRM | MRM/SRM | Difficult | Yes | 0,001 | 0,75 | 83,1 | 83,3 | 15,2 | 894 | 85,8 | 8 | 0,01 | 0,1 | 87,8 | 86,6 | 9,0 | 32 | 100,0 | 2 | 0,05 | 0,05 | 73,0 | 73,0 | 7,7 | 2 | 50,0 | 1 | [17 empty] | FV 2010-M1, M4, FV 2014-M11, M12, M16 | MV, MD
Plant | 477 | Acetamiprid | Acetamiprid | MACP - Plant (2017) |  | Reg. (EU) 2016/1003; Applicable from: 14/07/2016 | Acetamiprid (R) | Obligatory | All (see "Products to be sampled in 2017"-sheet) |  |  | MRM | MRM | Difficult | Yes | 0,002 | 3,4 | 96,9 | 96,6 | 9,4 | 1929 | 99,0 | 17 | 0,01 | 0,125 | 98,9 | 98,5 | 8,1 | 64 | 100,0 | 4 | 0,05 | 0,05 | 98,0 | 98,3 | 3,6 | 3 | 100,0 | 1 | [17 empty] | FV 2010-M1, M4, FV 2012-M6, FV 2013-M8, FV 2014-M11, M12, M15, M16 | MV, MD | CF 15; CF 1 | MV
Plant | 6 | Acrinathrin | Acrinathrin | MACP - Plant (2017) |  | Reg. (EC) No 839/2008; Applicable from: 01.09.2008 | Acrinathrin (F) | Obligatory | All (see "Products to be sampled in 2017"-sheet) |  |  | MRM | MRM | Yes | Difficult | 0,002 | 1 | 99,0 | 99,2 | 12,7 | 1125 | 94,1 | 13 | 0,01 | 0,25 | 95,6 | 97,3 | 6,2 | 14 | 100,0 | 3 | 0,01 | 0,05 | 104,0 | 106,7 | 27,3 | 3 | 66,7 | 1 | 0,005 | 0,05 | 82,0 | 84,5 | 12,4 | 43 | 88,4 | 1 | [9 empty] | FV 2010-M1, FV 2014-M11, M12 | MV | CF 2 | MV
Plant | 8 | Aldicarb | Aldicarb | MACP - Plant (2017) |  | Reg. (EU) No 310/2011; Applicable from: 21.10.2011 | Aldicarb (sum of aldicarb, its sulfoxide and its sulfone, expressed as aldicarb) | Obligatory | All (see "Products to be sampled in 2017"-sheet) |  |  | MRM | MRM/SRM | No | Yes | 0,001 | 0,2 | 96,3 | 95,6 | 11,6 | 930 | 98,6 | 9 | 0,01 | 0,125 | 95,5 | 97,1 | 10,0 | 81 | 98,8 | 7 | 0,05 | 0,05 | 104,0 | 102,7 | 3,1 | 3 | 100,0 | 1 | [17 empty] | FV 2010-M4, FV 2012-M6, FV 2014-M16 | MV, MD | CF 15 | MV
Plant | 609 | Aldicarb | Aldicarb-Sulfone | MACP - Plant (2017) |  | Reg. (EU) No 310/2011; Applicable from: 21.10.2011 | Aldicarb (sum of aldicarb, its sulfoxide and its sulfone, expressed as aldicarb) | Obligatory | All (see "Products to be sampled in 2017"-sheet) |  |  | MRM | MRM/SRM | Yes | Yes | 0,001 | 0,4 | 96,0 | 96,0 | 12,0 | 863 | 96,4 | 12 | 0,01 | 0,1 | 94,1 | 94,5 | 9,4 | 79 | 100,0 | 5 | 0,05 | 0,05 | 94,0 | 87,7 | 16,6 | 3 | 100,0 | 1 | [17 empty] | FV 2010-M4, FV 2012-M6, FV 2014-M16 | MV, MD
Plant | 610 | Aldicarb | Aldicarb-Sulfoxide | MACP - Plant (2017) |  | Reg. (EU) No 310/2011; Applicable from: 21.10.2011 | Aldicarb (sum of aldicarb, its sulfoxide and its sulfone, expressed as aldicarb) | Obligatory | All (see "Products to be sampled in 2017"-sheet) |  |  | MRM/SRM | MRM/SRM | No | Yes | 0,001 | 0,4 | 86,0 | 85,5 | 14,7 | 924 | 88,6 | 14 | 0,01 | 0,1 | 91,6 | 92,4 | 10,8 | 92 | 98,9 | 7 | 0,05 | 0,05 | 90,0 | 90,0 | 3,1 | 2 | 100,0 | 1 | [17 empty] | FV 2010-M4, FV 2012-M6, FV 2014-M11, M16 | MV, MD
Plant | 10 | Aldrin | Aldrin | MACP - Plant (2017) |  | Reg. (EC) No 839/2008; Applicable from: 01.09.2008 | Aldrin and Dieldrin (Aldrin and dieldrin combined expressed as dieldrin) (F) | Obligatory | All (see "Products to be sampled in 2017"-sheet) |  |  | MRM | MRM | Yes | No | 0,01 | 1 | 98,8 | 96,5 | 15,0 | 357 | 93,0 | 7 | 0,1 | 0,1 | 48,0 | 48,0 | 5,8 | 5 | 0 | 1 | 0,01 | 0,05 | 95,0 | 96,6 | 12,9 | 5 | 100,0 | 1
Plant | 146 | Aldrin | Dieldrin | MACP - Plant (2017) |  | Reg. (EC) No 839/2008; Applicable from: 01.09.2008 | Aldrin and Dieldrin (Aldrin and dieldrin combined expressed as dieldrin) (F) | Obligatory | All (see "Products to be sampled in 2017"-sheet) |  |  | MRM | MRM | Yes | No | 0,002 | 1 | 100,0 | 100,2 | 12,7 | 907 | 93,8 | 13 | 0,01 | 0,25 | 70,4 | 75,8 | 21,3 | 13 | 53,8 | 3 | 0,01 | 0,05 | 94,0 | 92,0 | 6,8 | 6 | 100,0 | 1
Plant | 24 | Azinphos | Azinphos-Methyl | MACP - Plant (2017) |  | Reg. (EC) No 839/2008; Applicable from: 01.09.2008 | Azinphos-methyl (F) | Obligatory | All (see "Products to be sampled in 2017"-sheet) |  |  | MRM | MRM | Difficult | Yes | 0,001 | 0,2 | 97,0 | 97,1 | 12,6 | 683 | 95,9 | 12 | 0,01 | 0,1 | 95,7 | 94,5 | 9,1 | 77 | 100,0 | 5 | 0,01 | 0,05 | 94,3 | 89,5 | 23,5 | 20 | 80,0 | 1 | 0,02 | 0,1 | 92,5 | 95,7 | 17,4 | 30 | 90,0 | 1 | [9 empty] | FV 2010-M1, FV 2014-M11, M12, M15, M16 | MV, MD | CF S3; CF 14 | MV
Plant | 27 | Azoxystrobin | Azoxystrobin | MACP - Plant (2017) |  | Reg. (EU) 2015/1040; Applicable from: 21/01/2016 | Azoxystrobin | Obligatory | All (see "Products to be sampled in 2017"-sheet) |  |  | MRM | MRM | Yes | Yes | 0,002 | 4,4 | 100,0 | 100,0 | 10,4 | 2278 | 96,9 | 17 | 0,01 | 0,125 | 99,1 | 99,9 | 8,3 | 84 | 97,6 | 7 | 0,05 | 0,05 | 106,0 | 115,0 | 16,7 | 3 | 66,7 | 1 | [17 empty] | FV 2010-M1, M4, FV 2012-M6, FV 2013-M8, FV 2014-M11, M12, M15, M16 | MV, MD | CF S4; CF S3; CF 14; CF 12; CF 11 | MV
Plant | 41 | Bifenthrin | Bifenthrin | MACP - Plant (2017) |  | Reg. (EU) No 441/2012; Applicable from: 14.06.2012 | Bifenthrin (F) | Obligatory | All (see "Products to be sampled in 2017"-sheet) |  |  | MRM | MRM | Yes | Yes | 0,002 | 1 | 100,8 | 100,6 | 9,2 | 1907 | 97,9 | 15 | 0,01 | 0,25 | 75,9 | 75,8 | 3,4 | 34 | 100,0 | 2 | 0,01 | 0,05 | 92,6 | 94,2 | 7,3 | 20 | 100,0 | 1 | 0,01 | 0,05 | 89,7 | 89,5 | 8,9 | 50 | 98,0 | 1 | [9 empty] | FV 2010-M1, M3, FV 2013-M8, FV 2014-M12, M16 | MV, MD | CF S3; CF 14; CF 12; CF 11; CF 2 | MV
Plant | 45 | Biphenyl | Biphenyl | MACP - Plant (2017) |  | Reg. (EU) No 978/2011 ; Applicable from: 05.10.2011 | Biphenyl | Obligatory | All (see "Products to be sampled in 2017"-sheet) |  |  | MRM | MRM | Yes | No | 0,002 | 0,2 | 98,3 | 98,4 | 13,4 | 712 | 93,7 | 11 | 0,01 | 0,25 | 78,0 | 82,2 | 19,7 | 23 | 69,6 | 3 | 0,01 | 0,05 | 88,5 | 91,0 | 10,0 | 6 | 100,0 | 1 | [17 empty] | FV 2013-M8, FV 2014-M12 | MV | CF 16 | MV
Plant | 46 | Bitertanol | Bitertanol | MACP - Plant (2017) |  | Reg. (EU) No 1138/2013; Applicable from: 06.06.2014 | Bitertanol (F) | Obligatory | All (see "Products to be sampled in 2017"-sheet) |  |  | MRM | MRM | Yes | Yes | 0,001 | 2,5 | 100,0 | 99,1 | 12,2 | 1045 | 96,2 | 10 | 0,01 | 0,25 | 85,9 | 86,8 | 10,3 | 37 | 97,3 | 3 | 0,05 | 0,05 | 94,0 | 104,0 | 21,0 | 3 | 66,7 | 1 | 0,05 | 0,25 | 88,1 | 90,8 | 11,5 | 32 | 96,9 | 1 | [9 empty] | FV 2010-M1, M4, FV 2014-M11, M12, M15, M16 | MV, MD | CF S4; CF 15; CF 2; CF 1 | MV
Plant | 589 | Boscalid | Boscalid | MACP - Plant (2017) |  | Reg. (EU) 2016/156; Applicable from: 26/08/2016 | Boscalid (F) (R) (A) | Obligatory | All (see "Products to be sampled in 2017"-sheet) |  |  | MRM | MRM | Yes | Yes | 0,001 | 1,6 | 99,0 | 98,3 | 10,5 | 1362 | 97,7 | 12 | 0,01 | 0,125 | 90,2 | 89,9 | 9,1 | 90 | 100,0 | 7 | 0,05 | 0,05 | 103,0 | 103,3 | 4,4 | 4 | 100,0 | 1 | [17 empty] | FV 2010-M1, M4, FV 2013-M8, FV 2014-M11, M12, M15, M16 | MV, MD | CF S4; CF S3; CF 14; CF 12; CF 11; CF 6; CF 6 | MV
Plant | 48 | Bromide | Bromide (inorg.) | MACP - Plant (2017) |  | Reg. (EC) No 839/2008; Applicable from: 01.09.2008 | Bromide ion | Obligatory | It shall only be analysed in and on rice grain in 2017 |  |  | SRM | SRM | No | Difficult | [32 empty] | 1 | 5 | 102,0 | 102,6 | 9,3 | 20 | 100,0 | 1 | [7 empty] | SRM-06; SRM-09 | MV
Plant | 53 | Bromopropylate | Bromopropylate | MACP - Plant (2017) |  | Reg. (EU) No 310/2011; Applicable from: 21.10.2011 | Bromopropylate (F) | Obligatory | All (see "Products to be sampled in 2017"-sheet) |  |  | MRM | MRM | Yes | No | 0,002 | 1 | 101,8 | 101,7 | 9,2 | 1234 | 96,9 | 14 | 0,01 | 0,25 | 76,6 | 78,6 | 11,2 | 13 | 92,3 | 3 | 0,01 | 0,05 | 95,1 | 93,9 | 7,9 | 20 | 100,0 | 1 | 0,005 | 0,025 | 96,1 | 95,7 | 9,6 | 48 | 100,0 | 1 | [9 empty] | FV 2010-M1, M4, FV 2012-M6, FV 2014-M11, M12 | MV | CF 2 | MV
Plant | 55 | Bupirimate | Bupirimate | MACP - Plant (2017) |  | Reg. (EU) 2015/846; Applicable from: 25.06.2015 | Bupirimate | Obligatory | All (see "Products to be sampled in 2017"-sheet) |  |  | MRM | MRM | Yes | Yes | 0,002 | 1 | 98,4 | 99,1 | 10,3 | 918 | 97,6 | 13 | 0,01 | 0,125 | 91,3 | 90,8 | 7,7 | 65 | 100,0 | 5 | 0,05 | 0,05 | 102,0 | 104,7 | 4,4 | 3 | 100,0 | 1 | 0,02 | 0,1 | 90,5 | 88,5 | 25,5 | 29 | 82,8 | 1 | [9 empty] | FV 2010-M1, M3, M4, FV 2012-M6, FV 2014-M11, M12, M15, M16 | MV, MD | CF S4; CF 15; CF 1 | MV
Plant | 56 | Buprofezin | Buprofezin | MACP - Plant (2017) |  | Reg. (EU) No 520/2011 ; Applicable from: 28.05.2011 | Buprofezin (F) | Obligatory | All (see "Products to be sampled in 2017"-sheet) |  |  | MRM | MRM | Yes | Yes | 0,002 | 5 | 99,5 | 98,7 | 10,5 | 1575 | 97,2 | 12 | 0,01 | 0,125 | 81,0 | 81,5 | 9,1 | 40 | 95,0 | 3 | 0,01 | 0,05 | 83,2 | 81,7 | 14,4 | 26 | 76,9 | 1 | [17 empty] | FV 2010-M1, M4, FV 2013-M8, FV 2014-M11, M12, M15, M16 | MV, MD | CF S4; CF 15; CF 10; CF 1 | MV
Plant | 62 | Captan | Captan | MACP - Plant (2017) |  | Reg. (EU) No 2016/452; Applicable from: 19/10/2016 | Captan (Sum of captan and THPI, expressed as captan) (R) (A) | Obligatory | All (see "Products to be sampled in 2017"-sheet) |  |  | MRM/SRM | MRM/SRM | Difficult | No | 0,002 | 1 | 92,0 | 90,9 | 14,8 | 398 | 92,2 | 7 | 0,01 | 0,25 | 103,7 | 111,8 | 17,4 | 14 | 71,4 | 3 | 0,05 | 0,05 | 67,5 | 69,8 | 15,9 | 4 | 50,0 | 1 | 0,02 | 0,1 | 84,2 | 67,7 | 77,3 | 34 | 29,4 | 1 | [15 empty] | SRM-07 | MV
Plant | 64 | Carbaryl | Carbaryl | MACP - Plant (2017) |  | Reg. (EU) No 1096/2014; Applicable from: 07.05.2015 | Carbaryl (F) | Obligatory | All (see "Products to be sampled in 2017"-sheet) |  |  | MRM | MRM | Difficult | Yes | 0,002 | 0,1 | 99,0 | 98,7 | 12,3 | 1008 | 95,4 | 10 | 0,01 | 0,125 | 95,5 | 94,4 | 7,9 | 33 | 100,0 | 3 | 0,05 | 0,05 | 92,0 | 91,3 | 10,2 | 13 | 100,0 | 1 | [17 empty] | FV 2010-M1, M4, FV 2013-M8, FV 2014-M11, M12, M15, M16 | MV, MD | CF S4; CF 12 | MV
Plant | 33 | Carbendazim | Benomyl | MACP - Plant (2017) |  | Reg. (EU) No 559/2011; Applicable from: 01.01.2012 | Carbendazim and benomyl (sum of benomyl and carbendazim expressed as carbendazim) (R) | Obligatory | All (see "Products to be sampled in 2017"-sheet) |  |  | MRM | MRM | No | Yes | 0,025 | 0,05 | 99,6 | 90,5 | 23,3 | 6 | 83,3 | 1
Plant | 65 | Carbendazim | Carbendazim | MACP - Plant (2017) |  | Reg. (EU) No 559/2011; Applicable from: 01.01.2012 | Carbendazim and benomyl (sum of benomyl and carbendazim expressed as carbendazim) (R) | Obligatory | All (see "Products to be sampled in 2017"-sheet) |  |  | MRM | MRM | No | Yes | 0,002 | 2,5 | 90,2 | 89,3 | 16,0 | 1830 | 89,7 | 16 | 0,01 | 0,1 | 77,0 | 77,6 | 14,3 | 109 | 69,7 | 7 | 0,05 | 0,05 | 97,0 | 97,0 | 7,3 | 2 | 100,0 | 1 | [17 empty] | FV 2010-M1, M4, FV 2012-M6, FV 2013-M8, FV 2014-M11, M12, M15, M16 | MV, MD | CF S4; CF 15 | MV
Plant | 428 | Carbendazim | Thiophanate-Methyl | MACP - Plant (2017) |  | Reg. (EU) No 559/2011; Applicable from: 01.01.2012 | Thiophanate-methyl (R) | Obligatory | All (see "Products to be sampled in 2017"-sheet) |  |  | MRM/SRM | MRM/SRM | No | Yes | 0,002 | 2,5 | 100,7 | 100,1 | 17,5 | 648 | 83,0 | 9 | 0,01 | 0,125 | 96,0 | 95,5 | 10,7 | 33 | 97,0 | 3 | [25 empty] | FV 2010-M1, M4, FV 2014-M15, M16 | MV, MD | CF S4 | MV
Plant | 646 | Carbofuran | 3-Hydroxycarbofuran | MACP - Plant (2017) |  | Regulation (EU) 2015/399; Applicable from: 03/10/2015 | Carbofuran (sum of carbofuran (including any carbofuran generated from carbosulfan, benfuracarb or furathiocarb) and 3-OH carbofuran expressed as carbofuran) (R) | Obligatory | All (see "Products to be sampled in 2017"-sheet) |  |  | MRM | MRM | Difficult | Yes | 0,001 | 0,4 | 97,0 | 96,7 | 9,9 | 960 | 99,6 | 13 | 0,01 | 0,125 | 98,1 | 98,9 | 10,1 | 104 | 99,0 | 8 | 0,05 | 0,05 | 95,0 | 92,3 | 6,0 | 3 | 100,0 | 1 | [17 empty] | FV 2010-M4, FV 2012-M6, FV 2014-M12, M16 | MV, MD | CF 12 | MV |  |  | SRM-23 | OB
Plant | 31 | Carbofuran | Benfuracarb | MACP - Plant (2017) |  | Regulation (EU) 2015/399; Applicable from: 03/10/2015 | Carbofuran (sum of carbofuran (including any carbofuran generated from carbosulfan, benfuracarb or furathiocarb) and 3-OH carbofuran expressed as carbofuran) (R) | Obligatory | All (see "Products to be sampled in 2017"-sheet) |  |  | MRM/SRM | MRM/SRM | No | Yes | 0,02 | 0,1 | 70,1 | 68,7 | 25,9 | 94 | 51,1 | 2 | 0,01 | 0,1 | 98,6 | 96,6 | 5,5 | 10 | 100,0 | 1 | 0,05 | 0,05 | 113,0 | 113,0 | 3,8 | 2 | 100,0 | 1 | [23 empty] | SRM-23 | OB
Plant | 67 | Carbofuran | Carbofuran | MACP - Plant (2017) |  | Regulation (EU) 2015/399; Applicable from: 03/10/2015 | Carbofuran (sum of carbofuran (including any carbofuran generated from carbosulfan, benfuracarb or furathiocarb) and 3-OH carbofuran expressed as carbofuran) (R) | Obligatory | All (see "Products to be sampled in 2017"-sheet) |  |  | MRM | MRM | Difficult | Yes | 0,001 | 0,24 | 101,0 | 102,3 | 13,2 | 1089 | 89,6 | 10 | 0,01 | 0,125 | 100,5 | 100,0 | 6,9 | 42 | 100,0 | 4 | 0,05 | 0,05 | 98,0 | 94,0 | 7,4 | 3 | 100,0 | 1 | [17 empty] | FV 2010-M1, M4, FV 2012-M6, FV 2013-M8, FV 2014-M16 | MV, MD | CF S4; CF 2 | MV |  |  | SRM-23 | OB
Plant | 69 | Carbofuran | Carbosulfan | MACP - Plant (2017) |  | Regulation (EU) 2015/399; Applicable from: 03/10/2015 | Carbofuran (sum of carbofuran (including any carbofuran generated from carbosulfan, benfuracarb or furathiocarb) and 3-OH carbofuran expressed as carbofuran) (R) | Obligatory | All (see "Products to be sampled in 2017"-sheet) |  |  | MRM/SRM | MRM/SRM | Difficult | Yes | 0,02 | 0,1 | 89,1 | 89,6 | 17,1 | 220 | 90,0 | 2 | 0,01 | 0,1 | 84,5 | 77,8 | 23,4 | 12 | 83,3 | 2 | 0,05 | 0,05 | 86,0 | 84,0 | 16,8 | 3 | 66,7 | 1 | [19 empty] | CF S4 | MV |  |  | SRM-23 | OB
Plant | 240 | Carbofuran | Furathiocarb | MACP - Plant (2017) |  | Regulation (EU) 2015/399; Applicable from: 03/10/2015 | Carbofuran (sum of carbofuran (including any carbofuran generated from carbosulfan, benfuracarb or furathiocarb) and 3-OH carbofuran expressed as carbofuran) (R) | Obligatory | All (see "Products to be sampled in 2017"-sheet) |  |  | MRM/SRM | MRM/SRM | Difficult | Yes | 0,002 | 1 | 98,0 | 97,6 | 10,4 | 362 | 98,6 | 5 | 0,01 | 0,125 | 95,7 | 94,0 | 6,7 | 35 | 100,0 | 2 | 0,05 | 0,05 | 118,0 | 117,7 | 13,2 | 3 | 66,7 | 1 | [23 empty] | SRM-23 | OB
Plant | 1044 | Chlorantraniliprole | Chlorantraniliprole | MACP - Plant (2017) |  | Reg. (EU) 2016/567; Applicable from: 05/05/2016 | Chlorantraniliprole (DPX E-2Y45) (F) | Obligatory | All (see "Products to be sampled in 2017"-sheet) |  |  | MRM | No Data | Difficult | Yes | 0,002 | 0,5 | 99,6 | 98,1 | 13,4 | 302 | 92,4 | 6 | 0,1 | 0,125 | 93,5 | 94,7 | 4,5 | 6 | 100,0 | 2 | 0,05 | 0,05 | 99,5 | 99,5 | 16,3 | 2 | 100,0 | 1 | [17 empty] | FV 2014-M11, M12, M16 | MV, MD | CF 8 | MV
Plant | 505 | Chlorfenapyr | Chlorfenapyr | MACP - Plant (2017) |  | Reg. (EU) No 899/2012; Applicable from: 26.04.2013 | Chlorfenapyr | Obligatory | All (see "Products to be sampled in 2017"-sheet) |  |  | MRM | MRM | Yes | No | 0,002 | 0,2 | 101,2 | 100,8 | 11,8 | 961 | 94,3 | 12 | 0,01 | 0,25 | 94,2 | 96,6 | 7,7 | 15 | 100,0 | 3 | 0,05 | 0,05 | 88,0 | 91,8 | 16,9 | 5 | 100,0 | 1 | [17 empty] | FV 2010-M3, FV 2012-M6, FV 2014-M11, M12 | MV | CF 6 | MV
Plant | 86 | Chlormequat | Chlormequat | MACP - Plant (2017) |  | Reg. (EU) No 737/2014; Applicable from: 30.07.2014 | Chlormequat | Obligatory | It shall only be analysed in and on carrots, pears, rye grain and rice grain in 2017 |  |  | SRM | SRM | No | Yes | [32 empty] | 0,01 | 0,55 | 101,7 | 101,7 | 9,1 | 643 | 96,6 | 12 | [7 empty] | SRM-08; SRM-09 | MV; MD
Plant | 93 | Chlorothalonil | Chlorothalonil | MACP - Plant (2017) |  | Reg. (EU) 2016/67; Applicable from: 11/02/2016 | Chlorothalonil (R) | Obligatory | All (see "Products to be sampled in 2017"-sheet) |  |  | MRM/SRM | MRM/SRM | Difficult | No | 0,002 | 1 | 62,0 | 65,0 | 31,2 | 228 | 39,0 | 6 | 0,01 | 0,25 | 94,6 | 94,3 | 5,1 | 15 | 100,0 | 3 | 0,01 | 0,05 | 88,0 | 84,4 | 8,1 | 5 | 100,0 | 1 | 0,01 | 0,05 | 81,6 | 73,6 | 28,9 | 49 | 71,4 | 1 | [9 empty] | FV 2010-M2, FV 2014-M11, M12 | MV |  |  |  |  | SRM-10 | MV
Plant | 87 | Chlorpropham | Chlorpropham | MACP - Plant (2017) |  | Reg. (EU) No 79/2014; Applicable from: 19.08.2014 | Chlorpropham (F) (R) (A) | Obligatory | All (see "Products to be sampled in 2017"-sheet) |  |  | MRM | MRM/SRM | Yes | Yes | 0,001 | 2 | 100,0 | 99,4 | 12,3 | 633 | 94,9 | 10 | 0,01 | 0,25 | 82,9 | 84,1 | 10,6 | 14 | 92,9 | 3 | 0,01 | 0,05 | 96,0 | 95,1 | 10,2 | 19 | 100,0 | 1 | 0,08 | 0,4 | 87,2 | 86,2 | 9,7 | 44 | 100,0 | 1 | [9 empty] | FV 2010-M1, M3, FV 2014-M11, M12 | MV | CF 14; CF 12; CF 11 | MV
Plant | 89 | Chlorpyrifos | Chlorpyrifos | MACP - Plant (2017) |  | Reg. (EU) 2016/60; Applicable from: 10.08.2016 | Chlorpyrifos (F) | Obligatory | All (see "Products to be sampled in 2017"-sheet) |  |  | MRM | MRM | Yes | Yes | 0,002 | 4 | 101,0 | 101,0 | 9,0 | 1603 | 97,8 | 14 | 0,01 | 0,25 | 81,8 | 82,3 | 7,2 | 35 | 97,1 | 3 | 0,01 | 0,05 | 97,5 | 95,4 | 6,8 | 20 | 100,0 | 1 | [17 empty] | FV 2010-M1, M3, FV 2012-M6, FV 2013-M8, FV 2014-M11, M12, M15, M16 | MV, MD | CF S3; CF 14; CF 12; CF 11; CF 2 | MV
Plant | 90 | Chlorpyrifos-Methyl | Chlorpyrifos-Methyl | MACP - Plant (2017) |  | Reg. (EC) No 839/2008; Applicable from: 01.09.2008 | Chlorpyrifos-methyl (F) | Obligatory | All (see "Products to be sampled in 2017"-sheet) |  |  | MRM | MRM | Yes | Yes | 0,002 | 1 | 100,9 | 101,1 | 9,8 | 1797 | 97,2 | 16 | 0,01 | 0,25 | 85,9 | 85,3 | 8,8 | 80 | 97,5 | 7 | 0,01 | 0,05 | 95,0 | 93,8 | 13,7 | 19 | 100,0 | 1 | [17 empty] | FV 2010-M1, M3, FV 2012-M6, FV 2013-M8, FV 2014-M11, M16 | MV, MD | CF S3; CF 14; CF 12; CF 11; CF 2 | MV
Plant | 99 | Clofentezine | Clofentezine | MACP - Plant (2017) |  | Reg. (EU) 2015/846; Applicable from: 25.06.2015 | Clofentezine (R) | Obligatory | It shall be analysed for all listed commodities except cereals (see "Products to be sampled in 2017"-sheet) |  |  | MRM | MRM | Difficult | Yes | 0,001 | 0,3 | 99,1 | 98,2 | 12,6 | 1091 | 95,2 | 8 | 0,01 | 0,125 | 79,3 | 78,8 | 9,5 | 43 | 86,0 | 4 | 0,05 | 0,05 | 133,0 | 133,0 | 0 | 1 | 0 | 1 | [17 empty] | FV 2010-M1, M4, FV 2014-M11, M12, M16 | MV, MD | CF 15 | MV
Plant | 110 | Cyfluthrin | Cyfluthrin (sum) | MACP - Plant (2017) |  | Reg. (EU) No 737/2014; Applicable from: 30.07.2014 | Cyfluthrin (cyfluthrin including other mixtures of constituent isomers (sum of isomers)) (F) | Obligatory | All (see "Products to be sampled in 2017"-sheet) |  |  | MRM | MRM | Yes | Yes | 0,002 | 0,5 | 99,5 | 99,6 | 12,3 | 637 | 95,0 | 7 | 0,01 | 0,25 | 90,7 | 92,3 | 5,6 | 14 | 100,0 | 3 | [25 empty] | FV 2010-M1, FV 2012-M6, 2014-M11 | MV
Plant | 111 | Cyfluthrin | Cyfluthrin, beta- | MACP - Plant (2017) |  | Reg. (EU) No 737/2014; Applicable from: 30.07.2014 | Cyfluthrin (cyfluthrin including other mixtures of constituent isomers (sum of isomers)) (F) | Obligatory | All (see "Products to be sampled in 2017"-sheet) |  |  | MRM | MRM | Yes | Yes | 0,03 | 1 | 99,1 | 98,2 | 11,1 | 26 | 96,2 | 2 | [8 empty] | 0,01 | 0,05 | 77,0 | 77,3 | 8,4 | 3 | 100,0 | 1
Plant | 114 | Cyhalothrin | Cyhalothrin, lambda- | MACP - Plant (2017) |  | Reg. (EU) No 834/2013; Applicable from: 01.09.2013 | Lambda-Cyhalothrin (F) (R) | Obligatory | All (see "Products to be sampled in 2017"-sheet) |  |  | MRM | MRM | Yes | Yes | 0,002 | 1,5 | 101,0 | 101,5 | 9,0 | 1396 | 98,1 | 11 | 0,01 | 0,25 | 92,9 | 94,8 | 10,9 | 38 | 94,7 | 3 | 0,01 | 0,05 | 94,4 | 94,1 | 10,5 | 19 | 100,0 | 1 | [17 empty] | FV 2010-M1, FV 2012-M6, FV 2014-M11, M12 | MV
Plant | 116 | Cymoxanil | Cymoxanil | MACP - Plant (2017) |  | Reg. (EU) No 978/2011 ; Applicable from: 05.10.2011 | Cymoxanil | Obligatory | All (see "Products to be sampled in 2017"-sheet) |  |  | MRM | MRM | Difficult | Yes | 0,001 | 2,5 | 98,0 | 97,9 | 13,3 | 969 | 94,6 | 11 | 0,01 | 0,125 | 90,9 | 93,3 | 11,0 | 22 | 95,5 | 3 | 0,05 | 0,05 | 97,5 | 97,5 | 12,3 | 2 | 100,0 | 1
Plant | 12 | Cypermethrin | Alphamethrin | MACP - Plant (2017) |  | Reg. (EU) No 520/2011 ; Applicable from: 28.05.2011 | Cypermethrin (cypermethrin including other mixtures of constituent isomers (sum of isomers)) (F) | Obligatory | All (see "Products to be sampled in 2017"-sheet) |  |  | MRM | MRM | Yes | Yes | 0,02 | 2 | 101,0 | 100,1 | 10,9 | 273 | 95,6 | 3 | 0,05 | 0,05 | 108,0 | 108,0 | 11,8 | 2 | 100,0 | 1
Plant | 1317 | Cypermethrin | Beta-Cypermethrin | MACP - Plant (2017) |  | Reg. (EU) No 520/2011 ; Applicable from: 28.05.2011 | Cypermethrin (cypermethrin including other mixtures of constituent isomers (sum of isomers)) (F) | Obligatory | All (see "Products to be sampled in 2017"-sheet) |  |  | MRM | MRM | Yes | Yes
Plant | 117 | Cypermethrin | Cypermethrin (sum) | MACP - Plant (2017) |  | Reg. (EU) No 520/2011 ; Applicable from: 28.05.2011 | Cypermethrin (cypermethrin including other mixtures of constituent isomers (sum of isomers)) (F) | Obligatory | All (see "Products to be sampled in 2017"-sheet) |  |  | MRM | MRM | Yes | Yes | 0,002 | 1,5 | 99,7 | 99,7 | 11,7 | 606 | 95,2 | 8 | 0,01 | 0,25 | 93,4 | 94,1 | 7,6 | 8 | 100,0 | 3 | 0,01 | 0,05 | 93,1 | 94,2 | 10,6 | 20 | 100,0 | 1 | [17 empty] | FV 2010-M1, M3, M4, FV 2012-M6, FV 2013-M8, FV 2014-M11, M12 | MV
Plant | 1319 | Cypermethrin | Zeta-Cypermethrin | MACP - Plant (2017) |  | Reg. (EU) No 520/2011 ; Applicable from: 28.05.2011 | Cypermethrin (cypermethrin including other mixtures of constituent isomers (sum of isomers)) (F) | Obligatory | All (see "Products to be sampled in 2017"-sheet) |  |  | MRM | MRM | Yes | Yes
Plant | 118 | Cyproconazole | Cyproconazole | MACP - Plant (2017) |  | Reg. (EU) No 1004/2013; Applicable from: 20.10.2013 | Cyproconazole (F) | Obligatory | All (see "Products to be sampled in 2017"-sheet) |  |  | MRM | MRM | Yes | Yes | 0,002 | 1,229 | 98,0 | 97,4 | 10,6 | 1228 | 98,4 | 12 | 0,01 | 0,125 | 89,9 | 89,5 | 9,3 | 78 | 98,7 | 7 | 0,01 | 0,05 | 87,7 | 86,0 | 14,5 | 27 | 88,9 | 1 | 0,05 | 0,25 | 88,9 | 88,6 | 10,0 | 80 | 100,0 | 1 | [9 empty] | FV 2010-M1, M4, FV 2013-M8, FV 2014-M11, M12, M16 | MV, MD | CF 14; CF 12; CF 11; CF 3; CF S4 | MV
Plant | 119 | Cyprodinil | Cyprodinil | MACP - Plant (2017) |  | Reg. (EU) 2016/567; Applicable from: 05/05/2016 | Cyprodinil (F) (R) | Obligatory | All (see "Products to be sampled in 2017"-sheet) |  |  | MRM | MRM | Yes | Yes | 0,002 | 1 | 98,0 | 96,7 | 10,3 | 2467 | 98,3 | 15 | 0,01 | 0,25 | 71,0 | 71,7 | 7,1 | 47 | 63,8 | 4 | 0,01 | 0,05 | 93,0 | 93,2 | 9,1 | 19 | 100,0 | 1 | [17 empty] | FV 2010-M1, FV 2013-M8, FV 2014-M11, M12, M15, M16 | MV, MD | CF S4; CF S3; CF 14; CF 12; CF 11; CF 3; CF 2 | MV
Plant | 120 | Cyromazine | Cyromazine | MACP - Plant (2017) |  | Reg. (EU) 2016/1; Applicable from: 25.01.2016 | Cyromazine | Obligatory | It shall only be analysed in and on potatoes, onions and carrots in 2017 |  |  | MRM/SRM | MRM/SRM | Yes | Yes | 0,001 | 2,5 | 35,3 | 34,5 | 36,2 | 220 | ,5 | 4 | 0,01 | 0,125 | 79,5 | 81,2 | 11,8 | 32 | 93,8 | 2 | 0,05 | 0,05 | 85,5 | 85,5 | ,8 | 2 | 100,0 | 1 | [8 empty] | 0,01 | 0,4 | 100,3 | 100,1 | 8,4 | 474 | 97,9 | 12 | [7 empty] | SRM-09
Plant | 124 | Deltamethrin | Deltamethrin | MACP - Plant (2017) |  | Reg. (EU) No 441/2012; Applicable from: 14.06.2012 | Deltamethrin (cis-deltamethrin) (F) | Obligatory | All (see "Products to be sampled in 2017"-sheet) |  |  | MRM | MRM | Yes | Yes | 0,002 | 10 | 100,0 | 99,3 | 13,6 | 548 | 90,9 | 7 | 0,01 | 0,25 | 86,0 | 88,4 | 11,0 | 16 | 100,0 | 3 | 0,01 | 0,05 | 96,1 | 95,6 | 8,5 | 20 | 100,0 | 1 | 0,02 | 0,1 | 90,0 | 87,6 | 10,9 | 48 | 97,9 | 1 | [9 empty] | FV 2010-M1, M3, FV 2012-M6, FV 2014-M11, M12 | MV | CF 14; CF 11 | MV
Plant | 127 | Demeton-S-Methyl | Demeton-S-Methylsulfone | MACP - Plant (2017) |  | Reg. (EU) No 899/2012; Applicable from: 26.04.2013 | Oxydemeton-methyl (sum of oxydemeton-methyl and demeton-S-methylsulfone expressed as oxydemeton-methyl) | Obligatory | All (see "Products to be sampled in 2017"-sheet) |  |  | MRM | MRM/SRM | Yes | Yes | 0,001 | 0,4 | 96,4 | 96,1 | 11,5 | 950 | 98,1 | 9 | 0,01 | 0,1 | 93,4 | 93,8 | 11,5 | 32 | 96,9 | 2 | 0,05 | 0,05 | 93,0 | 96,0 | 6,3 | 3 | 100,0 | 1 | [17 empty] | FV 2010-M4, FV 2014-M12, M16 | MV, MD | CF S4; CF 12 | MV
Plant | 326 | Demeton-S-Methyl | Demeton-S-Methylsulfoxide | MACP - Plant (2017) |  | Reg. (EU) No 899/2012; Applicable from: 26.04.2013 | Oxydemeton-methyl (sum of oxydemeton-methyl and demeton-S-methylsulfone expressed as oxydemeton-methyl) | Obligatory | All (see "Products to be sampled in 2017"-sheet) |  |  | MRM | MRM | Difficult | Yes | 0,001 | 0,4 | 87,3 | 86,6 | 13,8 | 771 | 92,2 | 6 | 0,01 | 0,1 | 88,0 | 88,7 | 12,1 | 33 | 97,0 | 3 | 0,05 | 0,05 | 91,5 | 91,5 | 2,3 | 2 | 100,0 | 1 | [17 empty] | FV 2010-M4, FV 2014-M11, M12, M15, M16 | MV, MD | CF S4; CF 1 | MV
Plant | 131 | Diazinon | Diazinon | MACP - Plant (2017) |  | Reg. (EU) No 834/2013; Applicable from: 26.04.2013 | Diazinon (F) | Obligatory | All (see "Products to be sampled in 2017"-sheet) |  |  | MRM | MRM | Yes | Yes | 0,01 | 1 | 99,0 | 98,4 | 11,6 | 677 | 96,2 | 10 | 0,1 | 0,25 | 78,0 | 81,4 | 9,0 | 7 | 100,0 | 2 | 0,05 | 0,05 | 108,0 | 108,0 | 5,2 | 2 | 100,0 | 1 | 0,005 | 0,05 | 96,2 | 95,5 | 8,8 | 32 | 96,9 | 1 | [9 empty] | FV 2010-M1, M4, FV 2012-M6, FV 2013-M8, FV 2014-M11, M12, M15, M16 | MV, MD | CF S4; CF S3; CF 14; CF 12; CF 11; CF 2 | MV
Plant | 142 | Dichlorvos | Dichlorvos | MACP - Plant (2017) |  | Reg. (EC) No 839/2008; Applicable from: 01.09.2008 | Dichlorvos | Obligatory | All (see "Products to be sampled in 2017"-sheet) |  |  | MRM | MRM | Yes | Yes | 0,004 | 1 | 96,0 | 93,7 | 13,3 | 835 | 94,5 | 15 | 0,01 | 0,1 | 91,3 | 91,1 | 9,6 | 107 | 99,1 | 8 | 0,05 | 0,05 | 95,5 | 95,5 | 2,2 | 2 | 100,0 | 1 | 0,005 | 0,05 | 74,9 | 73,3 | 20,3 | 32 | 68,8 | 1 | [9 empty] | FV 2010-M1, M4, FV 2013-M8, FV 2014-M11, M12 | MV
Plant | 135 | Dicloran | Dicloran | MACP - Plant (2017) |  | Reg. (EU) No 1126/2014; Applicable from: 13.05.2015 | Dicloran | Obligatory | All (see "Products to be sampled in 2017"-sheet) |  |  | MRM | MRM | Difficult | Difficult | 0,002 | 4 | 100,0 | 100,2 | 10,4 | 1449 | 97,2 | 13 | 0,01 | 0,25 | 83,7 | 84,8 | 6,1 | 38 | 100,0 | 3 | 0,01 | 0,05 | 84,0 | 83,7 | 10,8 | 6 | 100,0 | 1 | 0,01 | 0,05 | 87,5 | 86,7 | 8,7 | 49 | 98,0 | 1 | [9 empty] | FV 2010-M1, FV 2012-M6, FV 2013-M8, FV 2014-M11, M12 | MV | CF 14 | MV
Plant | 145 | Dicofol | Dicofol (sum) | MACP - Plant (2017) |  | Reg. (EU) No 899/2012; Applicable from: 26/04/2013 | Dicofol (sum of p, p´ and o,p´ isomers) (F) | Obligatory | It shall be analysed for all listed commodities except cereals (see "Products to be sampled in 2017"-sheet) |  |  | MRM/SRM | MRM/SRM | Difficult | Yes | 0,01 | 0,4 | 95,7 | 95,9 | 18,1 | 218 | 83,5 | 4 | 0,05 | 0,25 | 68,5 | 71,3 | 10,2 | 4 | 25,0 | 2 | [8 empty] | 0,04 | 0,2 | 74,5 | 76,6 | 13,3 | 47 | 78,7 | 1 | [15 empty] | SRM-11 | MV
Plant | 1351 | Dicofol | Dicofol, o,p` | MACP - Plant (2017) |  | Reg. (EU) No 899/2012; Applicable from: 26/04/2013 | Dicofol (sum of p, p´ and o,p´ isomers) (F) | Obligatory | It shall be analysed for all listed commodities except cereals (see "Products to be sampled in 2017"-sheet) |  |  | MRM/SRM | MRM/SRM | Difficult | Yes | [47 empty] | SRM-11 | MV
Plant | 1350 | Dicofol | Dicofol, p,p` | MACP - Plant (2017) |  | Reg. (EU) No 899/2012; Applicable from: 26/04/2013 | Dicofol (sum of p, p´ and o,p´ isomers) (F) | Obligatory | It shall be analysed for all listed commodities except cereals (see "Products to be sampled in 2017"-sheet) |  |  | MRM/SRM | MRM/SRM | Difficult | Yes | 0,05 | 0,05 | 67,1 | 69,6 | 17,9 | 16 | 37,5 | 1 | [8 empty] | 0,05 | 0,05 | 112,0 | 112,0 | 3,8 | 2 | 100,0 | 1 | [23 empty] | SRM-11 | MV
Plant | 147 | Diethofencarb | Diethofencarb | MACP - Plant (2017) |  | Reg. (EU) No 2016/53; Applicable from: 09.08.2016 | Diethofencarb | Obligatory | All (see "Products to be sampled in 2017"-sheet) |  |  | MRM | MRM | Yes | Yes | 0,01 | 1 | 98,0 | 98,2 | 8,9 | 795 | 99,4 | 15 | 0,01 | 0,1 | 91,0 | 92,6 | 9,1 | 79 | 100,0 | 8 | 0,01 | 0,05 | 82,7 | 87,4 | 13,3 | 24 | 95,8 | 1 | [17 empty] | FV 2010-M4, FV 2014-M11, M12, M15, M16 | MV, MD | CF S4; CF 2 | MV
Plant | 148 | Difenoconazole | Difenoconazole | MACP - Plant (2017) |  | Reg. (EU) 2015/1101; Applicable from: 29.07.2015 | Difenoconazole | Obligatory | All (see "Products to be sampled in 2017"-sheet) |  |  | MRM | MRM | Difficult | Yes | 0,002 | 4 | 101,9 | 103,4 | 12,1 | 1683 | 89,4 | 11 | 0,01 | 0,125 | 88,6 | 87,2 | 9,5 | 113 | 99,1 | 7 | 0,05 | 0,05 | 109,0 | 111,3 | 7,0 | 3 | 100,0 | 1 | [17 empty] | FV 2010-M1, M4, FV 2012-M6, FV 2014-M12, M15, M16 | MV, MD | CF S3; CF 14; CF 12; CF 11; CF 3; CF S4 | MV
Plant | 149 | Diflubenzuron | Diflubenzuron | MACP - Plant (2017) |  | Reg. (EC) No 839/2008; Applicable from: 01.09.2008 | Diflubenzuron (F) (R) | Obligatory | All (see "Products to be sampled in 2017"-sheet) |  |  | MRM | MRM | No | Yes | 0,002 | 2,5 | 99,0 | 98,7 | 11,4 | 1225 | 95,7 | 12 | 0,01 | 0,1 | 92,0 | 91,3 | 10,6 | 132 | 99,2 | 8 | [25 empty] | FV 2014-M16 | MD | CF S4; CF 8; CF 12 | MV
Plant | 155 | Dimethoate/Omethoate | Dimethoate | MACP - Plant (2017) |  | Reg. (EC) No 1097/2009; Applicable from: 07.06.2010 | Dimethoate (sum of dimethoate and omethoate expressed as dimethoate) | Obligatory | All (see "Products to be sampled in 2017"-sheet) |  |  | MRM | MRM | Difficult | Yes | 0,001 | 6 | 97,0 | 96,5 | 9,7 | 1440 | 99,7 | 16 | 0,01 | 0,125 | 93,8 | 93,4 | 10,1 | 34 | 97,1 | 3 | 0,05 | 0,05 | 96,5 | 96,5 | ,7 | 2 | 100,0 | 1 | [17 empty] | FV 2010-M1, M4, FV 2012-M6, FV 2013-M8, FV 2014-M11, M12, M15, M16 | MV, MD | CF S4; CF 14; CF 11 | MV
Plant | 321 | Dimethoate/Omethoate | Omethoate | MACP - Plant (2017) |  | Reg. (EC) No 1097/2009; Applicable from: 07.06.2010 | Dimethoate (sum of dimethoate and omethoate expressed as dimethoate) | Obligatory | All (see "Products to be sampled in 2017"-sheet) |  |  | MRM | MRM | Difficult | Yes | 0,001 | 0,5 | 85,0 | 83,0 | 19,3 | 1065 | 84,6 | 11 | 0,01 | 0,125 | 95,1 | 98,3 | 19,7 | 23 | 95,7 | 3 | 0,05 | 0,05 | 84,0 | 84,0 | 8,4 | 2 | 100,0 | 1 | [17 empty] | FV 2010-M1, M4, FV 2012-M6, FV 2013-M8, FV 2014-M12, M15, M16 | MV, MD | CF S4; CF 1; CF 12 | MV
Plant | 156 | Dimethomorph | Dimethomorph | MACP - Plant (2017) |  | Reg. (EU) 2016/567; Applicable from: 05/05/2016 | Dimethomorph (sum of isomers) | Obligatory | All (see "Products to be sampled in 2017"-sheet) |  |  | MRM | MRM | Difficult | Yes | 0,002 | 10 | 99,3 | 99,4 | 8,9 | 2047 | 99,4 | 13 | 0,01 | 0,125 | 92,6 | 92,7 | 9,8 | 139 | 100,0 | 8 | 0,05 | 0,05 | 87,0 | 87,0 | 13,0 | 2 | 100,0 | 1 | [17 empty] | FV 2010-M1, M4, FV 2012-M6, FV 2014-M11, M12, M16 | MV, MD | CF 15; CF 1; CF S4 | MV
Plant | 157 | Diniconazole | Diniconazole | MACP - Plant (2017) |  | Reg. (EU) No 1317/2013; Applicable from: 06.07.2014 | Diniconazole (sum of isomers) | Obligatory | All (see "Products to be sampled in 2017"-sheet) |  |  | MRM | MRM | Yes | Yes | 0,002 | 0,25 | 98,0 | 97,2 | 10,9 | 658 | 97,4 | 10 | 0,01 | 0,125 | 85,7 | 86,4 | 10,7 | 27 | 96,3 | 3 | 0,05 | 0,05 | 111,0 | 111,0 | 7,6 | 2 | 100,0 | 1 | 0,04 | 0,4 | 89,7 | 88,3 | 10,3 | 32 | 96,9 | 1 | [9 empty] | FV 2012-M6, FV 2014-M11, M12, M15, M16 | MV, MD | CF S4; CF 5 | MV
Plant | 162 | Diphenylamine | Diphenylamine | MACP - Plant (2017) |  | Reg. (EU) 2016/67; Applicable from: 11.02.2016 | Diphenylamine | Obligatory | All (see "Products to be sampled in 2017"-sheet) |  |  | MRM | MRM | Yes | Yes | 0,01 | 0,5 | 100,0 | 97,2 | 19,0 | 862 | 89,4 | 14 | 0,05 | 0,25 | 94,0 | 95,1 | 18,1 | 23 | 82,6 | 3 | 0,01 | 0,05 | 78,0 | 81,6 | 13,6 | 18 | 88,9 | 1 | 0,05 | 0,25 | 84,0 | 85,8 | 11,6 | 32 | 96,9 | 1 | [9 empty] | FV 2010-M1, M3, M4, FV 2014-M11, M12, M16 | MV, MD | CF S4; CF 6; CF 6 CF 15 | MV
Plant | 165 | Dithianon | Dithianon | MACP - Plant (2017) |  | Reg. (EC) No 839/2008; Applicable from: 01.09.2008 | Dithianon | Obligatory | It shall only be analysed in and on pears and rice grain in 2017 |  |  | MRM/SRM | MRM/SRM | No | Yes | 0,002 | 0,2 | 74,9 | 65,3 | 54,8 | 59 | 54,2 | 3 | 0,1 | 0,1 | 94,0 | 86,2 | 23,5 | 5 | 80,0 | 1 | [31 empty] | SRM-12; SRM-13 | MD; OB
Plant | 166 | Dithiocarbamates | Dithiocarbamates det. as CS2 | MACP - Plant (2017) |  | Reg. (EU) 2016/567; Applicable from: 05.05.2016 | Dithiocarbamates (dithiocarbamates expressed as CS2, including maneb, mancozeb, metiram, propineb, thiram and ziram) | Obligatory | It shall be analysed in and on all listed commodities except cauliflowers and onions. |  |  | SRM | SRM | Yes | No | [47 empty] | SRM-14 | MV
Plant | 169 | Dodine | Dodine | MACP - Plant (2017) |  | Reg. (EU) 2016/1002; Applicable from: 14.01.2017 | Dodine | Obligatory | All (see "Products to be sampled in 2017"-sheet) |  |  | MRM/SRM | MRM/SRM | No | Yes | 0,002 | 0,4 | 95,1 | 95,7 | 22,2 | 312 | 77,6 | 6 | 0,02 | 0,1 | 49,2 | 52,4 | 13,4 | 16 | 0 | 2 | 0,05 | 0,05 | 66,0 | 66,0 | 12,9 | 2 | 50,0 | 1 | [17 empty] | FV 2014-M11, M12, M16 | MV, MD | CF 13 | MV |  |  | SRM-15 | OB
Plant | 670 | Endosulfan | Endosulfan, alpha- | MACP - Plant (2017) |  | Reg. (EU) No 310/2011; Applicable from: 21.10.2011 | Endosulfan (sum of alpha- and beta-isomers and endosulfan-sulphate expresses as endosulfan) (F) | Obligatory | All (see "Products to be sampled in 2017"-sheet) |  |  | MRM | MRM | Yes | No | 0,002 | 1 | 100,2 | 100,1 | 12,4 | 1544 | 92,6 | 15 | 0,02 | 0,25 | 71,8 | 71,3 | 12,0 | 31 | 61,3 | 3 | 0,01 | 0,05 | 74,5 | 78,5 | 23,3 | 18 | 66,7 | 1 | [17 empty] | FV 2010-M1, M3, FV 2012-M6, FV 2013-M8, FV 2014-M11, M12 | MV | CF 14; CF 11 | MV
Plant | 671 | Endosulfan | Endosulfan, beta- | MACP - Plant (2017) |  | Reg. (EU) No 310/2011; Applicable from: 21.10.2011 | Endosulfan (sum of alpha- and beta-isomers and endosulfan-sulphate expresses as endosulfan) (F) | Obligatory | All (see "Products to be sampled in 2017"-sheet) |  |  | MRM | MRM | Yes | No | 0,002 | 1 | 101,0 | 101,2 | 10,7 | 1795 | 95,2 | 14 | 0,01 | 0,25 | 78,0 | 77,1 | 10,9 | 34 | 91,2 | 3 | 0,01 | 0,05 | 93,0 | 95,3 | 15,6 | 19 | 94,7 | 1 | [17 empty] | FV 2010-M1, M3, FV 2012-M6, FV 2013-M8, FV 2014-M11, M12 | MV | CF 14; CF 11 | MV
Plant | 639 | Endosulfan | Endosulfansulfate | MACP - Plant (2017) |  | Reg. (EU) No 310/2011; Applicable from: 21.10.2011 | Endosulfan (sum of alpha- and beta-isomers and endosulfan-sulphate expresses as endosulfan) (F) | Obligatory | All (see "Products to be sampled in 2017"-sheet) |  |  | MRM | MRM | Yes | Yes | 0,002 | 1 | 103,0 | 103,3 | 12,8 | 1549 | 90,4 | 15 | 0,01 | 0,25 | 88,1 | 87,8 | 10,9 | 36 | 94,4 | 3 | 0,01 | 0,05 | 92,0 | 93,2 | 7,5 | 20 | 100,0 | 1 | [17 empty] | FV 2010-M1, M3, FV 2012-M6, FV 2013-M8, FV 2014-M11, M12 | MV | CF S4; CF 14; CF 11 | MV
Plant | 684 | EPN | EPN | MACP - Plant (2017) |  | / | / | Obligatory | All (see "Products to be sampled in 2017"-sheet) |  |  | MRM | MRM | Yes | Yes | 0,002 | 0,4 | 96,6 | 96,2 | 13,1 | 422 | 94,3 | 6 | 0,05 | 0,1 | 94,5 | 95,8 | 13,3 | 8 | 87,5 | 3 | 0,01 | 0,05 | 90,0 | 90,2 | 7,3 | 19 | 100,0 | 1 | 0,005 | 0,05 | 90,6 | 92,0 | 10,3 | 32 | 100,0 | 1 | [9 empty] | FV 2014-M12 | MV | CF S4; CF 10 | MV
Plant | 173 | Epoxiconazole | Epoxiconazole | MACP - Plant (2017) |  | Reg. (EU) No 978/2011 ; Applicable from: 05.10.2011 | Epoxiconazole (F) | Obligatory | All (see "Products to be sampled in 2017"-sheet) |  |  | MRM | MRM | Yes | Yes | 0,002 | 0,4 | 98,7 | 98,0 | 9,3 | 670 | 99,3 | 9 | 0,01 | 0,125 | 93,9 | 93,3 | 7,2 | 76 | 100,0 | 6 | 0,01 | 0,05 | 85,1 | 86,3 | 12,4 | 27 | 100,0 | 1 | 0,01 | 0,05 | 89,6 | 90,2 | 11,8 | 48 | 91,7 | 1 | [9 empty] | FV 2010-M1, M4, FV 2012-M6, FV 2014-M11, M12, M15, M16 | MV, MD | CF S3; CF 12; CF 11; CF 5; CF 17; CF 17 | MV
Plant | 175 | Ethephon | Ethephon | MACP - Plant (2017) |  | Reg. (EU) 2015/846; Applicable from: 25.06.2015 | Ethephon | Obligatory | It shall only be analysed in and on oranges and pears in 2017 |  |  | SRM | SRM | No | Yes | [32 empty] | 0,01 | 2,314 | 100,0 | 100,6 | 8,5 | 131 | 99,2 | 3 | [7 empty] | SRM-09 | MD
Plant | 177 | Ethion | Ethion | MACP - Plant (2017) |  | Reg. (EU) No 310/2011; Applicable from: 21.10.2011 | Ethion | Obligatory | All (see "Products to be sampled in 2017"-sheet) |  |  | MRM | MRM | Yes | Yes | 0,01 | 1 | 98,0 | 96,0 | 11,9 | 578 | 97,9 | 8 | 0,025 | 0,125 | 82,0 | 84,8 | 8,9 | 7 | 100,0 | 2 | 0,05 | 0,05 | 112,5 | 112,5 | 14,5 | 2 | 50,0 | 1 | 0,005 | 0,05 | 96,6 | 96,6 | 8,8 | 32 | 96,9 | 1 | [9 empty] | FV 2010-M1, M4, FV 2012-M6, FV 2013-M8, FV 2014-M11, M12, M16 | MV, MD | CF 14; CF 12; CF 11; CF 2 | MV
Plant | 178 | Ethirimol | Ethirimol | MACP - Plant (2017) |  | Reg. (EU) 2015/846; Applicable from: 25.06.2015 | Ethirimol | Obligatory | It shall be analysed for all listed commodities except cereals (see "Products to be sampled in 2017"-sheet) |  |  | MRM | No Data | No | Yes | 0,002 | 0,24 | 88,3 | 87,9 | 11,5 | 398 | 95,5 | 5 | 0,01 | 0,125 | 75,9 | 70,2 | 19,5 | 34 | 55,9 | 2 | 0,05 | 0,05 | 107,0 | 107,0 | 4,0 | 2 | 100,0 | 1 | [17 empty] | FV 2014-M11, M15, M16 | MV, MD
Plant | 179 | Etofenprox | Etofenprox | MACP - Plant (2017) |  | Reg. (EU) No 293/2013; Applicable from: 06.04.2013 | Etofenprox (F) | Obligatory | All (see "Products to be sampled in 2017"-sheet) |  |  | MRM | MRM | Yes | Yes | 0,002 | 1 | 100,0 | 99,2 | 10,4 | 1856 | 98,3 | 18 | 0,01 | 0,125 | 74,6 | 74,4 | 10,7 | 115 | 78,3 | 7 | 0,01 | 0,05 | 88,3 | 89,1 | 8,4 | 26 | 100,0 | 1 | [17 empty] | FV 2010-M1, M4, FV 2013-M8, FV 2014-M11, M12, M15, M16 | MV, MD | CF S4; CF 15; CF 6 | MV
Plant | 186 | Famoxadone | Famoxadone | MACP - Plant (2017) |  | Reg. (EU) No 1146/2014; Applicable from: 18.05.2015 | Famoxadone (F) | Obligatory | All (see "Products to be sampled in 2017"-sheet) |  |  | MRM | MRM | Difficult | Yes | 0,002 | 0,75 | 99,4 | 100,0 | 17,5 | 693 | 95,7 | 9 | 0,01 | 0,125 | 98,4 | 98,0 | 8,1 | 22 | 100,0 | 2 | 0,05 | 0,05 | 95,0 | 106,7 | 21,4 | 3 | 66,7 | 1 | [17 empty] | FV 2010-M4, FV 2014-M12 | MV | CF 5; CF 4 | MV
Plant | 624 | Fenamidone | Fenamidone | MACP - Plant (2017) |  | Reg. (EU) 2016/1016; Applicable from: 19/01/2017 | Fenamidone | Obligatory | All (see "Products to be sampled in 2017"-sheet) |  |  | MRM | MRM | Yes | Yes | 0,004 | 0,24 | 99,2 | 98,9 | 7,2 | 615 | 99,8 | 12 | 0,01 | 0,125 | 92,1 | 92,5 | 8,0 | 128 | 100,0 | 11 | 0,05 | 0,05 | 97,5 | 97,5 | 9,4 | 2 | 100,0 | 1 | 0,02 | 0,1 | 99,0 | 98,3 | 10,4 | 49 | 98,0 | 1 | [9 empty] | FV 2014-M11, M12, M15, M16 | MV, MD | CF 10 | MV
Plant | 187 | Fenamiphos | Fenamiphos | MACP - Plant (2017) |  | Reg. (EU) No 559/2011; Applicable from: 01.01.2012 | Fenamiphos (sum of fenamiphos and its sulphoxide and sulphone expressed as fenamiphos) | Obligatory | All (see "Products to be sampled in 2017"-sheet) |  |  | MRM | MRM | Yes | Yes | 0,002 | 1 | 101,0 | 102,5 | 12,6 | 430 | 90,7 | 8 | 0,01 | 0,125 | 94,8 | 94,2 | 6,4 | 26 | 100,0 | 2 | 0,01 | 0,05 | 85,0 | 86,8 | 18,8 | 6 | 100,0 | 1 | 0,01 | 0,05 | 85,0 | 84,8 | 8,7 | 44 | 100,0 | 1 | [9 empty] | FV 2012-M6, FV 2014-M11, M16 | MV, MD | CF S4; CF 15; CF 6 | MV
Plant | 693 | Fenamiphos | Fenamiphos-Sulfone | MACP - Plant (2017) |  | Reg. (EU) No 559/2011; Applicable from: 01.01.2012 | Fenamiphos (sum of fenamiphos and its sulphoxide and sulphone expressed as fenamiphos) | Obligatory | All (see "Products to be sampled in 2017"-sheet) |  |  | MRM | MRM | Yes | Yes | 0,002 | 0,1 | 98,3 | 98,5 | 11,1 | 361 | 96,1 | 6 | 0,01 | 0,125 | 94,8 | 93,7 | 7,2 | 26 | 100,0 | 2 | 0,01 | 0,05 | 92,6 | 88,9 | 10,5 | 28 | 100,0 | 1 | [17 empty] | FV 2010-M4, FV 2012-M6, FV 2014-M16 | MV, MD | CF S4; CF 6; CF 15 | MV
Plant | 692 | Fenamiphos | Fenamiphos-Sulfoxide | MACP - Plant (2017) |  | Reg. (EU) No 559/2011; Applicable from: 01.01.2012 | Fenamiphos (sum of fenamiphos and its sulphoxide and sulphone expressed as fenamiphos) | Obligatory | All (see "Products to be sampled in 2017"-sheet) |  |  | MRM | MRM | Yes | Yes | 0,002 | 0,1 | 96,0 | 96,3 | 12,1 | 545 | 95,6 | 10 | 0,01 | 0,125 | 95,4 | 90,8 | 16,0 | 63 | 84,1 | 5 | 0,01 | 0,05 | 96,2 | 95,2 | 10,8 | 27 | 100,0 | 1 | [17 empty] | FV 2010-M4, FV 2012-M6, FV 2014-M16 | MV, MD | CF S4; CF 6; CF 15 | MV
Plant | 188 | Fenarimol | Fenarimol | MACP - Plant (2017) |  | Reg. (EU) No 318/2014; Applicable from: 17.10.2014 | Fenarimol | Obligatory | It shall be analysed for all listed commodities except cereals (see "Products to be sampled in 2017"-sheet) |  |  | MRM | MRM | Yes | Yes | 0,002 | 1 | 98,1 | 97,7 | 9,9 | 1620 | 99,0 | 11 | 0,01 | 0,125 | 82,0 | 81,6 | 8,3 | 40 | 97,5 | 4 | 0,01 | 0,05 | 89,0 | 88,6 | 10,3 | 26 | 96,2 | 1 | 0,005 | 0,025 | 95,0 | 95,4 | 10,4 | 49 | 98,0 | 1 | [9 empty] | FV 2010-M1, M4, FV 2012-M6, FV 2013-M8, FV 2014-M11, M12, M15, M16 | MV, MD | CF S4; CF 2 | MV
Plant | 189 | Fenazaquin | Fenazaquin | MACP - Plant (2017) |  | Reg. (EU) No 893/2010; Applicable from: 10.10.2010 | Fenazaquin | Obligatory | It shall be analysed for all listed commodities except cereals (see "Products to be sampled in 2017"-sheet) |  |  | MRM | MRM | Yes | Yes | 0,005 | 2,5 | 95,0 | 93,8 | 13,3 | 972 | 95,4 | 10 | 0,05 | 0,25 | 55,0 | 59,1 | 15,9 | 9 | 11,1 | 3 | 0,01 | 0,05 | 82,9 | 84,6 | 12,2 | 26 | 100,0 | 1 | [17 empty] | FV 2010-M1, M4, FV 2014-M11, M12, M16 | MV, MD | CF S4; CF 15; CF 1 | MV
Plant | 190 | Fenbuconazole | Fenbuconazole | MACP - Plant (2017) |  | Reg. (EU) No 491/2014; Applicable from: 05.06.2014 | Fenbuconazole | Obligatory | All (see "Products to be sampled in 2017"-sheet) |  |  | MRM | MRM | Difficult | Yes | 0,002 | 0,24 | 98,8 | 97,8 | 9,4 | 865 | 99,1 | 13 | 0,01 | 0,125 | 95,2 | 96,2 | 9,1 | 151 | 100,0 | 11 | 0,01 | 0,05 | 82,0 | 82,7 | 10,4 | 27 | 88,9 | 1 | [17 empty] | FV 2010-M1, M4, FV 2014-M11, M12, M15, M16 | MV, MD | CF S3; CF 12; CF 11; CF 3; CF S4 | MV
Plant | 191 | Fenbutatin Oxide | Fenbutatin Oxide | MACP - Plant (2017) |  | Reg. (EC) No 1050/2009; Applicable from: 07.11.2009 | Fenbutatin oxide (F) | Obligatory | It shall only be analysed in and on oranges and pears in 2017 |  |  | MRM/SRM | MRM/SRM | No | Yes | 0,01 | 0,2 | 75,3 | 75,1 | 22,7 | 219 | 63,9 | 4 | 0,05 | 0,1 | 16,0 | 15,2 | 20,6 | 10 | 0 | 1 | 0,05 | 0,2 | 91,0 | 91,0 | 23,3 | 2 | 100,0 | 1 | [23 empty] | SRM-16 | OB
Plant | 194 | Fenhexamid | Fenhexamid | MACP - Plant (2017) |  | Reg. (EU) 2015/1200; Applicable from: 12/02/2016 | Fenhexamid (F) | Obligatory | All (see "Products to be sampled in 2017"-sheet) |  |  | MRM | MRM | Yes | Yes | 0,002 | 1 | 94,9 | 94,5 | 15,7 | 1915 | 89,9 | 16 | 0,01 | 0,1 | 89,1 | 76,5 | 35,0 | 40 | 77,5 | 2 | 0,05 | 0,05 | 127,5 | 127,5 | 13,9 | 2 | 50,0 | 1 | [17 empty] | FV 2010-M1, M4, FV 2014-M11, M12, M15, M16 | MV, MD | CF S4; CF 12 | MV
Plant | 195 | Fenitrothion | Fenitrothion | MACP - Plant (2017) |  | Reg. (EU) No 899/2012; Applicable from: 26.04.2013 | Fenitrothion | Obligatory | All (see "Products to be sampled in 2017"-sheet) |  |  | MRM | MRM | Yes | Difficult | 0,002 | 1 | 99,9 | 98,8 | 13,7 | 1447 | 92,9 | 15 | 0,01 | 0,375 | 97,5 | 98,2 | 5,3 | 15 | 100,0 | 3 | 0,01 | 0,05 | 98,0 | 97,4 | 15,6 | 19 | 94,7 | 1 | [17 empty] | FV 2010-M1, FV 2012-M6, FV 2013-M8, FV 2014-M11, M12, M15, M16 | MV, MD | CF S3; CF 14; CF 12; CF 11; CF 2 | MV
Plant | 198 | Fenoxycarb | Fenoxycarb | MACP - Plant (2017) |  | Reg. (EU) 2016/486; Applicable from: 26.04.2016 | Fenoxycarb | Obligatory | All (see "Products to be sampled in 2017"-sheet) |  |  | MRM | MRM | Difficult | Yes | 0,001 | 2,5 | 100,8 | 100,7 | 11,1 | 1248 | 95,0 | 10 | 0,01 | 0,125 | 90,8 | 91,5 | 9,7 | 85 | 98,8 | 7 | 0,05 | 0,05 | 110,0 | 109,3 | 11,9 | 3 | 66,7 | 1 | [17 empty] | FV 2010-M1, M4, FV 2014-M11, M12, M16 | MV, MD | CF S4; CF 15; CF 6 | MV
Plant | 200 | Fenpropathrin | Fenpropathrin | MACP - Plant (2017) |  | Reg. (EC) No 839/2008; Applicable from: 01.09.2008 | Fenpropathrin | Obligatory | All (see "Products to be sampled in 2017"-sheet) |  |  | MRM | MRM | Yes | Yes | 0,005 | 1 | 100,3 | 99,8 | 10,9 | 1263 | 95,9 | 15 | 0,1 | 0,25 | 83,5 | 84,9 | 9,9 | 8 | 100,0 | 2 | 0,01 | 0,05 | 96,5 | 99,0 | 13,9 | 6 | 83,3 | 1 | [17 empty] | FV 2010-M1, FV 2012-M6, FV 2013-M8, FV 2014-M11, M12, M16 | MV, MD | CF 2 | MV
Plant | 201 | Fenpropidin | Fenpropidin | MACP - Plant (2017) |  | Reg. (EU) No 61/2014; Applicable from: 14.08.2014 | Fenpropidin (sum of fenpropidin and its salts, expressed as fenpropidin) (R) (A) | Obligatory | All (see "Products to be sampled in 2017"-sheet) |  |  | MRM | MRM | Yes | Yes | 0,002 | 0,25 | 97,0 | 96,1 | 11,7 | 519 | 96,0 | 7 | 0,01 | 0,1 | 46,3 | 49,8 | 22,4 | 52 | 5,8 | 1 | 0,05 | 0,05 | 79,0 | 79,0 | 0 | 1 | 100,0 | 1 | [19 empty] | CF S4; CF 11 | MV
Plant | 202 | Fenpropimorph | Fenpropimorph | MACP - Plant (2017) |  | Reg. (EC) No 149/2008; Applicable from: 01.09.2008 | Fenpropimorph (R) | Obligatory | All (see "Products to be sampled in 2017"-sheet) |  |  | MRM | MRM | Yes | Yes | 0,002 | 2,5 | 97,6 | 96,9 | 11,9 | 1097 | 97,4 | 8 | 0,01 | 0,125 | 57,4 | 59,6 | 16,2 | 55 | 27,3 | 3 | 0,05 | 0,05 | 101,5 | 101,5 | ,7 | 2 | 100,0 | 1 | 0,06 | 0,3 | 91,4 | 91,6 | 10,9 | 44 | 100,0 | 1 | [9 empty] | FV 2010-M1, M4, FV 2014-M11, M12, M15, M16 | MV, MD | CF S4; CF 12; CF 11; CF 2 | MV
Plant | 203 | Fenpyroximate | Fenpyroximate | MACP - Plant (2017) |  | Reg. (EU) 2015/845; Applicable from: 24.06.2015 | Fenpyroximate (F) | Obligatory | All (see "Products to be sampled in 2017"-sheet) |  |  | MRM | MRM | Yes | Yes | 0,001 | 0,24 | 98,0 | 97,1 | 11,5 | 1015 | 98,2 | 10 | 0,01 | 0,125 | 77,4 | 74,8 | 12,1 | 32 | 84,4 | 3 | 0,05 | 0,05 | 104,0 | 99,0 | 11,5 | 4 | 100,0 | 1 | [17 empty] | FV 2010-M4, FV 2012-M6, FV 2014-M11, M12, M15, M16 | MV, MD | CF 16 | MV
Plant | 205 | Fenthion | Fenthion | MACP - Plant (2017) |  | Reg. (EU) No 310/2011; Applicable from: 21.10.2011 | Fenthion (fenthion and its oxigen analogue, their sulfoxides and sulfone expressed as parent) (F) | Obligatory | All (see "Products to be sampled in 2017"-sheet) |  |  | MRM | MRM | Yes | Yes | 0,001 | 1 | 97,8 | 97,1 | 10,8 | 860 | 98,0 | 14 | 0,01 | 0,125 | 88,8 | 89,6 | 8,6 | 66 | 100,0 | 4 | 0,01 | 0,05 | 77,2 | 79,6 | 15,4 | 23 | 82,6 | 1 | 0,005 | 0,025 | 88,5 | 89,0 | 14,5 | 30 | 90,0 | 1 | [9 empty] | FV 2010-M1, M4, FV 2014-M11, M12, M15, M16 | MV, MD | CF S4; CF 15; CF 6 | MV
Plant | 721 | Fenthion | Fenthion-Oxon | MACP - Plant (2017) |  | Reg. (EU) No 310/2011; Applicable from: 21.10.2011 | Fenthion (fenthion and its oxigen analogue, their sulfoxides and sulfone expressed as parent) (F) | Obligatory | All (see "Products to be sampled in 2017"-sheet) |  |  | MRM | MRM | Difficult | Yes | 0,001 | 0,4 | 100,5 | 99,1 | 7,8 | 116 | 98,3 | 3 | 0,01 | 0,1 | 94,5 | 93,1 | 5,5 | 9 | 100,0 | 1 | 0,05 | 0,05 | 111,0 | 111,0 | 0 | 1 | 100,0 | 1 | [17 empty] | FV 2010-M4, FV 2014-M11, M15, M16 | MV, MD | CF 15; CF S4 | MV
Plant | 728 | Fenthion | Fenthion-Oxonsulfone | MACP - Plant (2017) |  | Reg. (EU) No 310/2011; Applicable from: 21.10.2011 | Fenthion (fenthion and its oxigen analogue, their sulfoxides and sulfone expressed as parent) (F) | Obligatory | All (see "Products to be sampled in 2017"-sheet) |  |  | MRM | MRM | Difficult | Yes | 0,001 | 0,4 | 99,5 | 97,2 | 6,8 | 99 | 100,0 | 3 | 0,01 | 0,1 | 91,8 | 91,4 | 12,0 | 20 | 95,0 | 1 | 0,05 | 0,05 | 87,0 | 87,0 | 0 | 1 | 100,0 | 1 | [17 empty] | FV 2010-M4, FV 2014-M15, M16 | MV, MD | CF 15; CF S4 | MV
Plant | 722 | Fenthion | Fenthion-Oxonsulfoxide | MACP - Plant (2017) |  | Reg. (EU) No 310/2011; Applicable from: 21.10.2011 | Fenthion (fenthion and its oxigen analogue, their sulfoxides and sulfone expressed as parent) (F) | Obligatory | All (see "Products to be sampled in 2017"-sheet) |  |  | MRM | MRM | No | Yes | 0,001 | 0,4 | 97,0 | 94,6 | 9,8 | 123 | 99,2 | 3 | 0,01 | 0,1 | 93,8 | 94,6 | 5,6 | 9 | 100,0 | 1 | 0,05 | 0,05 | 98,0 | 98,0 | 0 | 1 | 100,0 | 1 | [17 empty] | FV 2010-M4, FV 2014-M15, M16 | MV, MD | CF 15 | MV
Plant | 641 | Fenthion | Fenthion-Sulfone | MACP - Plant (2017) |  | Reg. (EU) No 310/2011; Applicable from: 21.10.2011 | Fenthion (fenthion and its oxigen analogue, their sulfoxides and sulfone expressed as parent) (F) | Obligatory | All (see "Products to be sampled in 2017"-sheet) |  |  | MRM | MRM | Difficult | Yes | 0,004 | 0,4 | 97,8 | 96,9 | 10,9 | 749 | 97,3 | 12 | 0,01 | 0,125 | 95,0 | 95,0 | 10,4 | 104 | 100,0 | 8 | 0,01 | 0,05 | 84,3 | 84,7 | 11,7 | 26 | 92,3 | 1 | 0,01 | 0,1 | 89,6 | 91,9 | 9,0 | 32 | 100,0 | 1 | [9 empty] | FV 2010-M4, FV 2014-M15, M16 | MV, MD | CF 15; CF 6; CF S4 | MV
Plant | 206 | Fenthion | Fenthion-Sulfoxide | MACP - Plant (2017) |  | Reg. (EU) No 310/2011; Applicable from: 21.10.2011 | Fenthion (fenthion and its oxigen analogue, their sulfoxides and sulfone expressed as parent) (F) | Obligatory | All (see "Products to be sampled in 2017"-sheet) |  |  | MRM | MRM | Difficult | Yes | 0,001 | 0,4 | 96,0 | 95,4 | 11,1 | 501 | 97,0 | 7 | 0,01 | 0,125 | 93,0 | 92,0 | 8,3 | 33 | 100,0 | 2 | 0,01 | 0,05 | 91,2 | 91,6 | 12,1 | 26 | 100,0 | 1 | 0,02 | 0,1 | 94,8 | 93,9 | 9,6 | 32 | 96,9 | 1 | [9 empty] | FV 2010-M1, M4, FV 2014-M12, M15, M16 | MV, MD | CF S4; CF 15; CF 6 | MV
Plant | 745 | Fenvalerate | Fenvalerate/Esfenvalerate (RR/SS) | MACP - Plant (2017) |  | Regulation (EU) 2015/399; Applicable from: 03.04.2015 | Fenvalerate (any ratio of constituent isomers (RR, SS, RS & SR) including esfenvalerate) (F) (R) | Obligatory | All (see "Products to be sampled in 2017"-sheet) |  |  | MRM | MRM | Yes | Difficult | 0,01 | 0,1 | 96,4 | 96,5 | 10,3 | 79 | 97,5 | 2 | [33 empty] | FV 2013-M8, FV 2014-M11 | MV
Plant | 208 | Fenvalerate | Fenvalerate/Esfenvalerate (RR/SS/RS/SR) | MACP - Plant (2017) |  | Regulation (EU) 2015/399; Applicable from: 03.04.2015 | Fenvalerate (any ratio of constituent isomers (RR, SS, RS & SR) including esfenvalerate) (F) (R) | Obligatory | All (see "Products to be sampled in 2017"-sheet) |  |  | MRM | MRM | Yes | Difficult | 0,01 | 1 | 101,9 | 101,1 | 12,0 | 920 | 93,2 | 13 | 0,05 | 0,25 | 90,0 | 84,0 | 31,6 | 3 | 66,7 | 2 | 0,05 | 0,05 | 94,0 | 96,6 | 14,9 | 5 | 100,0 | 1 | [17 empty] | FV 2012-M6 | MV | CF 14; CF 12 | MV
Plant | 746 | Fenvalerate | Fenvalerate/Esfenvalerate (RS/SR) | MACP - Plant (2017) |  | Regulation (EU) 2015/399; Applicable from: 03.04.2015 | Fenvalerate (any ratio of constituent isomers (RR, SS, RS & SR) including esfenvalerate) (F) (R) | Obligatory | All (see "Products to be sampled in 2017"-sheet) |  |  | MRM | MRM | Yes | Difficult | 0,01 | 0,1 | 92,0 | 91,2 | 8,3 | 64 | 100,0 | 1 | [8 empty] | 0,01 | 0,01 | 78,0 | 78,0 | 0 | 1 | 100,0 | 1 | [17 empty] | FV 2013-M8, FV 2014-M11 | MV | CF 11 | MV
Plant | 596 | Fipronil | Fipronil | MACP - Plant (2017) |  | Reg. (EU) No 1127/2014; Applicable from: 13.05.2015 | Fipronil (sum fipronil + sulfone metabolite (MB46136) expressed as fipronil) (F) | Obligatory | All (see "Products to be sampled in 2017"-sheet) |  |  | MRM | MRM | Yes | Yes | 0,002 | 0,24 | 102,0 | 103,3 | 12,8 | 679 | 89,4 | 8 | 0,01 | 0,125 | 99,5 | 99,3 | 7,9 | 55 | 100,0 | 5 | 0,01 | 0,05 | 94,0 | 87,2 | 15,5 | 6 | 83,3 | 1 | [17 empty] | FV 2010-M1, FV 2014-M12, M16 | MV, MD | CF S4; CF S3; CF 14; CF 12; CF 11; CF 6; CF 6 | MV
Plant | 760 | Fipronil | Fipronil-Sulfone | MACP - Plant (2017) |  | Reg. (EU) No 1127/2014; Applicable from: 13.05.2015 | Fipronil (sum fipronil + sulfone metabolite (MB46136) expressed as fipronil) (F) | Obligatory | All (see "Products to be sampled in 2017"-sheet) |  |  | MRM | MRM | Yes | Yes | 0,002 | 15 | 104,3 | 106,1 | 11,2 | 559 | 87,8 | 5 | 0,01 | 0,375 | 99,5 | 99,7 | 11,0 | 20 | 95,0 | 2 | 0,05 | 0,05 | 104,5 | 104,5 | 16,9 | 2 | 100,0 | 1 | [19 empty] | CF 6 | MV
Plant | 632 | Flonicamid | Flonicamid | MACP - Plant (2017) |  | Reg. (EU) 2016/71; Applicable from: 16.08.2016 | Flonicamid: sum of flonicamid, TFNA and TFNG expressed as flonicamid (R) | Obligatory | It shall only be analysed in and on potatoes, pears, rice grain and rye grain in 2017 |  |  | MRM | MRM/SRM | Yes | Yes | 0,002 | 0,24 | 98,6 | 97,9 | 11,0 | 494 | 96,4 | 7 | 0,01 | 0,1 | 97,1 | 95,2 | 9,3 | 86 | 100,0 | 5 | 0,05 | 0,05 | 98,0 | 97,7 | 4,6 | 3 | 100,0 | 1 | [17 empty] | FV 2014-M11, M16 | MV, MD |  |  |  |  | SRM-17 | OB; MV
Plant | 1167 | Flonicamid | TFNA | MACP - Plant (2017) |  | Reg. (EU) 2016/71; Applicable from: 16.08.2016 | Flonicamid: sum of flonicamid, TFNA and TFNG expressed as flonicamid (R) | Obligatory | It shall only be analysed in and on potatoes, pears, rice grain and rye grain in 2017 |  |  | MRM/SRM | MRM/SRM | No Data | Yes | 0,005 | 0,2 | 77,0 | 58,4 | 52,9 | 36 | 52,8 | 1 | 0,01 | 0,1 | 95,8 | 96,9 | 6,1 | 10 | 100,0 | 1 | [31 empty] | SRM-02; SRM-17 | OB; MV
Plant | 1166 | Flonicamid | TFNG | MACP - Plant (2017) |  | Reg. (EU) 2016/71; Applicable from: 16.08.2016 | Flonicamid: sum of flonicamid, TFNA and TFNG expressed as flonicamid (R) | Obligatory | It shall only be analysed in and on potatoes, pears, rice grain and rye grain in 2017 |  |  | MRM | MRM/SRM | No | Yes | 0,01 | 0,2 | 86,0 | 73,8 | 39,0 | 46 | 63,0 | 1 | 0,01 | 0,1 | 124,4 | 135,5 | 23,1 | 10 | 50,0 | 1 | [31 empty] | SRM-02; SRM-17 | OB; MV
Plant | 872 | Fluazifop | Fluazifop-P | MACP - Plant (2017) |  | Reg. (EU) 2016/1015; Applicable from: 19/01/2017 | Fluazifop-P (sum of all the constituent isomers of fluazifop, its esters and its conjugates, expressed as fluazifop) | Obligatory | It shall only be analysed in and on cauliflowers, dried beans, potatoes and carrots in 2017 |  |  | MRM/SRM | SRM | No | Yes | [47 empty] | SRM-02
Plant | 862 | Fluazifop | Fluazifop-P-Butyl | MACP - Plant (2017) |  | Reg. (EU) 2016/1015; Applicable from: 19/01/2017 | Fluazifop-P (sum of all the constituent isomers of fluazifop, its esters and its conjugates, expressed as fluazifop) | Obligatory | It shall only be analysed in and on cauliflowers, dried beans, potatoes and carrots in 2017 |  |  | MRM | SRM | Yes | Yes | 0,01 | 0,1 | 95,5 | 92,7 | 17,0 | 161 | 87,0 | 4 | 0,1 | 0,1 | 89,0 | 89,6 | 3,5 | 5 | 100,0 | 1 | 0,05 | 0,05 | 115,0 | 115,0 | 16,0 | 2 | 50,0 | 1
Plant | 897 | Flubendiamide | Flubendiamide | MACP - Plant (2017) |  | Reg. (EU) No 364/2014 ; Applicable from: 05.05.2014 | Flubendiamide (F) | Obligatory | All (see "Products to be sampled in 2017"-sheet) |  |  | MRM | No Data | Yes | Yes | 0,005 | 0,1 | 98,8 | 99,8 | 12,9 | 46 | 91,3 | 2 | 0,1 | 0,1 | 103,1 | 102,6 | 6,8 | 5 | 100,0 | 1
Plant | 216 | Fludioxonil | Fludioxonil | MACP - Plant (2017) |  | Reg. (EU) 2016/1003; Applicable from: 14.07.2016 | Fludioxonil (F) (R) | Obligatory | All (see "Products to be sampled in 2017"-sheet) |  |  | MRM | MRM | Yes | Yes | 0,002 | 1 | 99,6 | 99,1 | 10,2 | 2743 | 97,8 | 16 | 0,01 | 0,375 | 88,5 | 91,0 | 10,1 | 51 | 100,0 | 3 | 0,01 | 0,05 | 100,5 | 101,5 | 11,0 | 17 | 94,1 | 1 | [17 empty] | FV 2010-M1, M4, FV 2013-M8, FV 2014-M11, M12, M16 | MV, MD | CF S4; CF 12 | MV
Plant | 218 | Flufenoxuron | Flufenoxuron | MACP - Plant (2017) |  | Reg. (EC) No 1050/2009; Applicable from: 07.11.2009 | Flufenoxuron (F) | Obligatory | All (see "Products to be sampled in 2017"-sheet) |  |  | MRM | MRM | No | Yes | 0,002 | 0,24 | 98,1 | 98,4 | 13,3 | 1178 | 94,0 | 9 | 0,01 | 0,125 | 93,0 | 92,0 | 8,8 | 58 | 98,3 | 3 | [25 empty] | FV 2010-M1, FV 2014-M11, M12, M16 | MV, MD | CF S4; CF 15; CF 6 | MV
Plant | 1123 | Fluopyram | Fluopyram | MACP - Plant (2017) |  | Reg. (EU) 2016/567; Applicable from: 05/05/2016 | Fluopyram (R) | Obligatory | All (see "Products to be sampled in 2017"-sheet) |  |  | MRM | No Data | Yes | Yes | 0,002 | 0,8 | 100,8 | 101,5 | 11,0 | 259 | 95,0 | 5 | 0,01 | 0,25 | 99,2 | 98,2 | 5,7 | 11 | 100,0 | 2 | 0,05 | 0,05 | 103,0 | 103,0 | 5,5 | 2 | 100,0 | 1 | [17 empty] | FV 2013-M9, FV 2014-M12, M16 | MV, MD | CF 13; CF 18 | MV
Plant | 221 | Fluquinconazole | Fluquinconazole | MACP - Plant (2017) |  | Reg. (EC) No 149/2008; Applicable from: 01.09.2008 | Fluquinconazole (F) | Obligatory | All (see "Products to be sampled in 2017"-sheet) |  |  | MRM | MRM | Yes | Yes | 0,002 | 0,25 | 97,0 | 97,8 | 14,5 | 473 | 91,1 | 7 | 0,01 | 0,125 | 89,2 | 89,6 | 12,4 | 77 | 96,1 | 7 | 0,01 | 0,05 | 84,3 | 86,3 | 11,3 | 26 | 100,0 | 1 | [17 empty] | FV 2010-M1, M4, FV 2012-M6, FV 2014-M11, M16 | MV, MD | CF S4; CF 14; CF 12; CF 11; CF 3 | MV
Plant | 226 | Flusilazole | Flusilazole | MACP - Plant (2017) |  | Reg. (EU) No 703/2014; Applicable from: 16.01.2015 | Flusilazole (F) (R) | Obligatory | All (see "Products to be sampled in 2017"-sheet) |  |  | MRM | MRM | Yes | Yes | 0,002 | 1,26 | 100,0 | 100,0 | 9,0 | 1543 | 98,8 | 12 | 0,01 | 0,25 | 94,3 | 95,2 | 8,5 | 94 | 98,9 | 7 | 0,01 | 0,05 | 78,8 | 83,6 | 21,4 | 26 | 73,1 | 1 | 0,03 | 0,15 | 88,9 | 90,2 | 10,3 | 32 | 96,9 | 1 | [9 empty] | FV 2010-M1, M4, FV 2012-M6, FV 2014-M11, M12, M15, M16 | MV, MD | CF 12; CF 5; CF 3; CF 2; CF S4 | MV
Plant | 229 | Flutriafol | Flutriafol | MACP - Plant (2017) |  | Reg. (EU) 2016/71; Applicable from: 16.08.2016 | Flutriafol | Obligatory | All (see "Products to be sampled in 2017"-sheet) |  |  | MRM | MRM | Yes | Yes | 0,002 | 0,24 | 98,0 | 98,3 | 9,3 | 907 | 99,3 | 12 | 0,01 | 0,125 | 94,2 | 94,7 | 10,2 | 154 | 98,7 | 11 | 0,05 | 0,05 | 90,0 | 87,4 | 11,7 | 5 | 100,0 | 1 | 0,05 | 0,25 | 89,5 | 88,6 | 10,6 | 44 | 100,0 | 1 | [9 empty] | FV 2010-M1, FV 2012-M6, FV 2014-M11, M12, M15, M16 | MV, MD | CF S4; CF S3; CF 14; CF 12; CF 11; CF 3 | MV
Plant | 231 | Fluvalinate, tau- | Fluvalinate, tau- | MACP - Plant (2017) |  | Reg. (EU) 2015/846; Applicable from: 25.06.2015 | Tau-Fluvalinate (F) | Obligatory | All (see "Products to be sampled in 2017"-sheet) |  |  | MRM | MRM | Yes | Yes | 0,002 | 0,627 | 102,0 | 101,5 | 15,1 | 533 | 87,1 | 5 | 0,01 | 0,25 | 92,6 | 92,3 | 7,7 | 13 | 100,0 | 2 | 0,05 | 0,05 | 87,0 | 87,0 | 14,6 | 2 | 100,0 | 1 | [17 empty] | FV 2010-M1, M4, FV 2012-M6, FV 2014-M11, M12 | MV
Plant | 232 | Folpet | Folpet | MACP - Plant (2017) |  | Reg. (EU) 2016/156; Applicable from: 26.08.2016 | Folpet (sum of folpet and phtalimide, expressed as folpet) (R) | Obligatory | All (see "Products to be sampled in 2017"-sheet) |  |  | MRM/SRM | MRM/SRM | Difficult | Difficult | 0,002 | 15 | 92,0 | 91,3 | 16,4 | 438 | 91,1 | 5 | 0,01 | 0,25 | 99,0 | 99,8 | 22,8 | 10 | 70,0 | 3 | 0,05 | 0,05 | 78,0 | 79,5 | 14,9 | 4 | 75,0 | 1 | 0,02 | 0,1 | 74,7 | 64,2 | 47,0 | 46 | 54,3 | 1 | [15 empty] | SRM-07 | MV
Plant | 1071 | Folpet | Phthalimide | MACP - Plant (2017) |  | Reg. (EU) 2016/156; Applicable from: 26.08.2016 | Folpet (sum of folpet and phtalimide, expressed as folpet) (R) | Obligatory | All (see "Products to be sampled in 2017"-sheet) |  |  | MRM | No Data | Yes | No Data | 0,01 | 0,1 | 88,0 | 89,2 | 15,8 | 23 | 100,0 | 1 | [8 empty] | 0,01 | 0,05 | 96,0 | 97,1 | 7,9 | 14 | 100,0 | 1 | [23 empty] | SRM-07 | MV
Plant | 235 | Formetanate | Formetanate | MACP - Plant (2017) |  | Regulation (EU) 2015/401; Applicable from: 14.08.2014 | Formetanate: Sum of formetanate and its salts expressed as formetanate(hydrochloride) | Obligatory | All (see "Products to be sampled in 2017"-sheet) |  |  | MRM/SRM | MRM/SRM | No | Yes | 0,001 | 0,5 | 86,8 | 86,3 | 12,2 | 567 | 94,0 | 12 | 0,01 | 0,1 | 86,6 | 87,6 | 8,2 | 67 | 100,0 | 4 | 0,05 | 0,05 | 85,0 | 85,0 | 0 | 1 | 100,0 | 1 | [17 empty] | FV 2010-M1, FV 2014-M11, M16 | MV, MD | CF 6 | MV
Plant | 529 | Fosthiazate | Fosthiazate | MACP - Plant (2017) |  | Reg. (EC) No 149/2008; Applicable from: 01.09.2008 | Fosthiazate | Obligatory | All (see "Products to be sampled in 2017"-sheet) |  |  | MRM | MRM | Difficult | Yes | 0,002 | 2,5 | 98,2 | 98,1 | 8,7 | 914 | 99,8 | 12 | 0,01 | 0,125 | 95,4 | 96,6 | 7,1 | 137 | 100,0 | 11 | 0,05 | 0,05 | 80,0 | 77,4 | 18,7 | 5 | 60,0 | 1 | 0,005 | 0,05 | 98,4 | 98,9 | 14,5 | 45 | 91,1 | 1 | [9 empty] | FV 2010-M1, FV 2014-M15, M16 | MV, MD | CF S4; CF 6 | MV
Plant | 242 | Glyphosate | Glyphosate | MACP - Plant (2017) |  | Reg. (EU) No 293/2013; Applicable from: 06.04.2013 | Glyphosate | Obligatory | It shall only be analysed in and on pears, oranges and rye grain in 2017 |  |  | SRM | SRM | No | Yes | [32 empty] | 0,02 | 6 | 99,0 | 96,8 | 12,0 | 81 | 100,0 | 3 | [7 empty] | SRM-09 | MD
Plant | 242 | Glyphosate | Glyphosate | MACP - Plant (2017) |  | Reg. (EU) No 293/2013; Applicable from: 06.04.2013 | Glyphosate | Obligatory | It shall only be analysed in and on pears, oranges and rye grain in 2017 |  |  | SRM | SRM | No | Yes | [32 empty] | 0,02 | 6 | 99,0 | 96,8 | 12,0 | 81 | 100,0 | 3 | [7 empty] | SRM-09 | MD
Plant | 245 | Haloxyfop | Haloxyfop | MACP - Plant (2017) |  | Reg. (EU) 2015/2075; Applicable from: 09/06/2016 | Haloxyfop (Sum of haloxyfop, its esters, salts and conjugates expressed as haloxyfop (sum of the R- and S- isomers at any ratio)) (F) (R) | Voluntary in 2017 | The substance is not to be analysed in or on any product in 2017. |  |  | MRM/SRM | SRM | No | Yes | 0,002 | 0,4 | 99,4 | 95,3 | 18,4 | 884 | 85,6 | 12 | 0,01 | 0,125 | 95,5 | 97,9 | 9,2 | 16 | 93,8 | 3 | 0,05 | 0,05 | 72,0 | 76,0 | 11,5 | 3 | 100,0 | 1 | [23 empty] | SRM-02 | OB
Plant |  | Haloxyfop | Haloxyfop (sum; following hydrolysis to Haloxyfop) | MACP - Plant (2017) |  | Reg. (EU) 2015/2075; Applicable from: 09/06/2016 | Haloxyfop (Sum of haloxyfop, its esters, salts and conjugates expressed as haloxyfop (sum of the R- and S- isomers at any ratio)) (F) (R) | Voluntary in 2017 | The substance is not to be analysed in or on any product in 2017.
Plant | 1062 | Haloxyfop | Haloxyfop-R | MACP - Plant (2017) |  | Reg. (EU) 2015/2075; Applicable from: 09/06/2016 | Haloxyfop (Sum of haloxyfop, its esters, salts and conjugates expressed as haloxyfop (sum of the R- and S- isomers at any ratio)) (F) (R) | Voluntary in 2017 | The substance is not to be analysed in or on any product in 2017. |  |  | MRM/SRM | SRM | No | Yes | [47 empty] | SRM-02 | OB
Plant | 251 | Hexaconazole | Hexaconazole | MACP - Plant (2017) |  | Reg. (EU) No 899/2012; Applicable from: 26.04.2013 | Hexaconazole | Obligatory | All (see "Products to be sampled in 2017"-sheet) |  |  | MRM | MRM | Yes | Yes | 0,002 | 1 | 96,0 | 95,7 | 9,1 | 944 | 99,7 | 12 | 0,01 | 0,125 | 80,7 | 81,3 | 11,1 | 85 | 90,6 | 6 | 0,05 | 0,05 | 108,0 | 107,7 | 6,0 | 3 | 100,0 | 1 | 0,015 | 0,075 | 86,0 | 88,2 | 18,1 | 47 | 85,1 | 1 | [9 empty] | FV 2010-M1, M4, FV 2014-M12, M15, M16 | MV, MD | CF S4; CF 14; CF 11; CF 3 | MV
Plant | 253 | Hexythiazox | Hexythiazox | MACP - Plant (2017) |  | Reg. (EU) No 592/2012; Applicable from: 26.07.2012 | Hexythiazox | Obligatory | It shall be analysed for all listed commodities except cereals (see "Products to be sampled in 2017"-sheet) |  |  | MRM | MRM | Difficult | Yes | 0,001 | 1,11 | 97,7 | 96,6 | 11,3 | 1192 | 97,4 | 9 | 0,01 | 0,125 | 71,0 | 71,1 | 10,0 | 91 | 54,9 | 7 | 0,05 | 0,05 | 106,0 | 106,3 | 2,4 | 3 | 100,0 | 1 | [17 empty] | FV 2010-M1, M4, FV 2012-M6, FV 2014-M11, M12, M16 | MV, MD | CF S4; CF 15 | MV
Plant | 255 | Imazalil | Imazalil | MACP - Plant (2017) |  | Reg. (EU) No 750/2010; Applicable from: 22.08.2010 | Imazalil | Obligatory | All (see "Products to be sampled in 2017"-sheet) |  |  | MRM | MRM | Difficult | Yes | 0,002 | 6 | 96,3 | 96,0 | 11,5 | 2179 | 97,6 | 18 | 0,01 | 0,125 | 76,4 | 75,9 | 20,2 | 99 | 64,6 | 5 | 0,05 | 0,05 | 84,0 | 88,0 | 21,9 | 3 | 100,0 | 1 | [17 empty] | FV 2010-M1, M4, FV 2013-M8, FV 2014-M11, M12, M15, M16 | MV, MD | CF S4; CF 12 | MV
Plant | 256 | Imidacloprid | Imidacloprid | MACP - Plant (2017) |  | Reg. (EU) No 491/2014; Applicable from: 05.06.2014 | Imidacloprid | Obligatory | All (see "Products to be sampled in 2017"-sheet) |  |  | MRM | MRM | No | Yes | 0,002 | 2 | 98,0 | 98,3 | 11,6 | 1589 | 96,2 | 10 | 0,01 | 0,125 | 97,8 | 98,6 | 9,2 | 61 | 96,7 | 4 | 0,05 | 0,05 | 102,0 | 100,7 | 6,1 | 3 | 100,0 | 1 | [17 empty] | FV 2010-M1, M4, FV 2012-M6, FV 2013-M8, FV 2014-M11, M12, M15, M16 | MV, MD | CF S4; CF 12; CF 9 | MV
Plant | 257 | Indoxacarb | Indoxacarb | MACP - Plant (2017) |  | Reg. (EU) 2015/845; Applicable from: 24.06.2015 | Indoxacarb (sum of indoxacarb and its R enantiomer) (F) | Obligatory | All (see "Products to be sampled in 2017"-sheet) |  |  | MRM | MRM | Yes | Yes | 0,001 | 0,4 | 101,0 | 100,6 | 10,5 | 1340 | 96,6 | 12 | 0,01 | 0,125 | 96,2 | 96,9 | 11,2 | 132 | 95,5 | 8 | 0,05 | 0,05 | 106,0 | 106,5 | 3,9 | 4 | 100,0 | 1 | 0,02 | 0,1 | 84,3 | 84,6 | 13,3 | 49 | 89,8 | 1 | [9 empty] | FV 2010-M1, M4, FV 2014-M11, M12, M16 | MV, MD | CF S4; CF 6 | MV
Plant | 259 | Iprodione | Iprodione | MACP - Plant (2017) |  | Reg. (EU) 2015/400; Applicable from: 03.10.2015 | Iprodione (R) | Obligatory | All (see "Products to be sampled in 2017"-sheet) |  |  | MRM | MRM | Difficult | Difficult | 0,002 | 20 | 100,0 | 99,0 | 11,8 | 1703 | 96,8 | 14 | 0,01 | 0,25 | 88,6 | 86,9 | 9,1 | 37 | 97,3 | 3 | 0,01 | 0,05 | 90,6 | 87,9 | 19,9 | 17 | 94,1 | 1 | 0,04 | 0,2 | 123,5 | 125,9 | 19,6 | 47 | 42,6 | 1 | [9 empty] | FV 2010-M1, FV 2012-M6, FV 2013-M8, FV 2014-M11, M12, M15, M16 | MV, MD | CF S3; CF 14; CF 12; CF 11 | MV
Plant | 260 | Iprovalicarb | Iprovalicarb | MACP - Plant (2017) |  | Reg. (EU) No 777/2013; Applicable from: 06.03.2014 | Iprovalicarb | Obligatory | All (see "Products to be sampled in 2017"-sheet) |  |  | MRM | MRM | Yes | Yes | 0,001 | 0,24 | 99,2 | 99,3 | 8,5 | 1147 | 99,6 | 10 | 0,01 | 0,125 | 88,5 | 89,3 | 8,4 | 46 | 97,8 | 4 | 0,05 | 0,05 | 97,5 | 97,5 | 2,2 | 2 | 100,0 | 1 | [17 empty] | FV 2010-M1, M4, FV 2012-M6, FV 2014-M11, M12, M15, M16 | MV, MD | CF S4; CF 15; CF 1 | MV
Plant | 263 | Isoprothiolane | Isoprothiolane | MACP - Plant (2017) |  | Reg. (EU) No 737/2014; Applicable from: 30.07.2014 | Isoprothiolane | Obligatory | It shall only be analysed in and on rice grain in 2017. |  |  | MRM | No Data | Yes | Yes | 0,004 | 0,24 | 99,8 | 100,2 | 8,4 | 332 | 98,5 | 5 | 0,01 | 0,125 | 92,9 | 92,7 | 5,5 | 12 | 100,0 | 2 | 0,05 | 0,05 | 101,0 | 96,7 | 8,7 | 3 | 100,0 | 1
Plant | 269 | Kresoxim-Methyl | Kresoxim-Methyl | MACP - Plant (2017) |  | Reg. (EU) 2016/486; Applicable from: 26/04/2016 | Kresoxim-methyl (R) | Obligatory | All (see "Products to be sampled in 2017"-sheet) |  |  | MRM | MRM | Yes | Yes | 0,002 | 1 | 101,0 | 100,9 | 9,1 | 1762 | 98,8 | 13 | 0,01 | 0,25 | 94,4 | 93,2 | 8,6 | 39 | 100,0 | 2 | 0,01 | 0,05 | 77,4 | 81,6 | 18,5 | 23 | 73,9 | 1 | [17 empty] | FV 2010-M1, M4, FV 2013-M8, FV 2014-M11, M12, M15, M16 | MV, MD | CF S4; CF 14; CF 12; CF 11; CF 2; CF S3 | MV
Plant | 272 | Linuron | Linuron | MACP - Plant (2017) |  | Reg. (EC) No 149/2008; Applicable from: 01.09.2008 | Linuron | Obligatory | All (see "Products to be sampled in 2017"-sheet) |  |  | MRM | MRM | Difficult | Yes | 0,001 | 2,5 | 101,6 | 101,4 | 10,5 | 1330 | 96,1 | 7 | 0,01 | 0,125 | 89,6 | 90,3 | 8,2 | 110 | 100,0 | 7 | 0,05 | 0,05 | 126,0 | 126,0 | 14,6 | 2 | 50,0 | 1 | [17 empty] | FV 2010-M1, M4, FV 2012-M6, FV 2014-M11, M12, M16 | MV, MD | CF S4; CF 12 | MV
Plant | 273 | Lufenuron | Lufenuron | MACP - Plant (2017) |  | Reg. (EC) No 839/2008; Applicable from: 01.09.2008 | Lufenuron(F) | Obligatory | All (see "Products to be sampled in 2017"-sheet) |  |  | MRM | MRM | No | Yes | 0,002 | 0,5 | 99,0 | 98,6 | 12,8 | 1059 | 96,4 | 9 | 0,01 | 0,125 | 97,1 | 97,4 | 12,0 | 26 | 100,0 | 3 | [25 empty] | FV 2010-M1, FV 2014-M12, M16 | MV, MD | CF S4; CF 15; CF 6 | MV
Plant | 274 | Malathion | Malaoxon | MACP - Plant (2017) |  | Regulation (EU) 2015/399; Applicable from: 03.04.2015 | Malathion (sum of malathion and malaoxon expressed as malathion) | Obligatory | All (see "Products to be sampled in 2017"-sheet) |  |  | MRM | MRM | Difficult | Yes | 0,002 | 1 | 100,3 | 100,8 | 11,4 | 1372 | 95,4 | 14 | 0,01 | 0,375 | 98,8 | 99,1 | 8,9 | 138 | 98,6 | 8 | 0,01 | 0,05 | 90,9 | 90,6 | 8,5 | 27 | 100,0 | 1 | [17 empty] | FV 2012-M6, FV 2014-M16 | MV, MD | CF S4; CF 12; CF 1 | MV
Plant | 275 | Malathion | Malathion | MACP - Plant (2017) |  | Regulation (EU) 2015/399; Applicable from: 03.04.2015 | Malathion (sum of malathion and malaoxon expressed as malathion) | Obligatory | All (see "Products to be sampled in 2017"-sheet) |  |  | MRM | MRM | Yes | Yes | 0,002 | 1 | 100,1 | 100,5 | 11,0 | 2614 | 96,4 | 19 | 0,01 | 0,375 | 95,6 | 95,5 | 8,5 | 139 | 99,3 | 7 | 0,01 | 0,05 | 80,5 | 82,3 | 12,4 | 24 | 91,7 | 1 | 0,005 | 0,05 | 96,1 | 95,8 | 7,4 | 32 | 96,9 | 1 | [9 empty] | FV 2010-M1, M4, FV 2012-M6, FV 2013-M8, FV 2014-M11, M12, M16 | MV, MD | CF S4; CF S3; CF 14; CF 12; CF 11 | MV
Plant | 916 | Mandipropamid | Mandipropamid | MACP - Plant (2017) |  | Reg. (EU) 2015/845; Applicable from: 24.06.2015 | Mandipropamid | Obligatory | All (see "Products to be sampled in 2017"-sheet) |  |  | MRM | MRM | Difficult | Yes | 0,002 | 0,24 | 102,2 | 102,7 | 8,7 | 646 | 96,6 | 9 | 0,01 | 0,125 | 98,3 | 99,0 | 9,1 | 78 | 97,4 | 5 | 0,05 | 0,05 | 98,0 | 98,0 | 20,2 | 2 | 100,0 | 1 | [17 empty] | FV 2014-M11, M15, M16 | MV, MD | CF S4; CF 9 | MV
Plant | 284 | Mepanipyrim | Mepanipyrim | MACP - Plant (2017) |  | Reg. (EU) 2016/486; Applicable from: 26/04/2016 | Mepanipyrim | Obligatory | All (see "Products to be sampled in 2017"-sheet) |  |  | MRM | MRM | Yes | Yes | 0,002 | 0,2 | 100,4 | 100,5 | 10,1 | 1724 | 98,1 | 13 | 0,01 | 0,125 | 80,7 | 81,1 | 11,3 | 78 | 92,3 | 5 | 0,05 | 0,05 | 100,5 | 99,8 | 5,9 | 4 | 100,0 | 1 | 0,05 | 0,25 | 93,5 | 95,9 | 21,3 | 32 | 81,3 | 1 | [9 empty] | FV 2010-M1, M4, FV 2012-M6 | MV | CF S4; CF 15; CF 6 | MV
Plant | 285 | Mepiquat | Mepiquat | MACP - Plant (2017) |  | Reg. (EU) 2016/1015; Applicable from: 19/01/2017 | Mepiquat | Obligatory | It shall only be analysed in and on pears, rye grain and rice grain in 2017 |  |  | SRM | SRM | No | Yes | [32 empty] | 0,01 | 0,442 | 99,5 | 98,2 | 10,3 | 607 | 99,0 | 12 | [7 empty] | SRM-08; SRM-09 | MV; MD
Plant | 287 | Metalaxyl | Metalaxyl | MACP - Plant (2017) |  | Reg. (EU) 2016/486; Applicable from: 26/04/2016 | Metalaxyl and metalaxyl-M (metalaxyl including other mixtures of constituent isomers including metalaxyl-M (sum of isomers)) | Obligatory | All (see "Products to be sampled in 2017"-sheet) |  |  | MRM | MRM | Yes | Yes | 0,002 | 1 | 99,4 | 99,0 | 8,6 | 2218 | 99,0 | 17 | 0,01 | 0,125 | 95,6 | 96,2 | 7,4 | 95 | 100,0 | 7 | 0,05 | 0,05 | 102,0 | 102,0 | 2,8 | 2 | 100,0 | 1 | [17 empty] | FV 2010-M1, M3, M4, FV 2012-M6, FV 2013-M8, FV 2014-M11, M12 | MV | CF S4; CF 15 | MV
Plant | 288 | Metalaxyl | Metalaxyl-M | MACP - Plant (2017) |  | Reg. (EU) 2016/486; Applicable from: 26/04/2016 | Metalaxyl and metalaxyl-M (metalaxyl including other mixtures of constituent isomers including metalaxyl-M (sum of isomers)) | Obligatory | All (see "Products to be sampled in 2017"-sheet) |  |  | MRM | MRM | Yes | Yes | [41 empty] | FV 2014-M16 | MD
Plant | 293 | Methamidophos | Methamidophos | MACP - Plant (2017) |  | Reg. (EU) No 899/2012; Applicable from: 26.04.2013 | Methamidophos | Obligatory | All (see "Products to be sampled in 2017"-sheet) |  |  | MRM | MRM | Difficult | Yes | 0,001 | 0,5 | 80,3 | 80,2 | 16,9 | 1185 | 79,3 | 14 | 0,01 | 0,1 | 90,1 | 90,8 | 9,8 | 33 | 97,0 | 3 | 0,05 | 0,05 | 76,5 | 76,5 | 10,2 | 2 | 100,0 | 1 | [17 empty] | FV 2010-M1, M4, FV 2014-M11, M12, M16 | MV, MD | CF S4 | MV
Plant | 295 | Methidathion | Methidathion | MACP - Plant (2017) |  | Reg. (EU) No 310/2011; Applicable from: 21.10.2011 | Methidathion | Obligatory | All (see "Products to be sampled in 2017"-sheet) |  |  | MRM | MRM | Yes | Yes | 0,001 | 1 | 97,9 | 96,4 | 11,3 | 964 | 97,4 | 15 | 0,01 | 0,125 | 91,3 | 91,7 | 10,0 | 112 | 98,2 | 8 | 0,05 | 0,05 | 108,0 | 108,0 | 10,5 | 2 | 100,0 | 1 | 0,01 | 0,1 | 96,5 | 96,9 | 9,2 | 32 | 96,9 | 1 | [9 empty] | FV 2010-M1, M4, FV 2012-M6, FV 2013-M8, FV 2014-M11, M12, M15, M16 | MV, MD | CF S4; CF 2 | MV
Plant | 296 | Methiocarb | Methiocarb | MACP - Plant (2017) |  | Reg. (EC) No 839/2008; Applicable from: 01.09.2008 | Methiocarb (sum of methiocarb and methiocarb sulfoxide and sulfone, expressed as methiocarb) | Obligatory | All (see "Products to be sampled in 2017"-sheet) |  |  | MRM | MRM/SRM | Difficult | Yes | 0,002 | 0,25 | 100,4 | 99,9 | 10,8 | 1561 | 96,7 | 15 | 0,01 | 0,125 | 94,9 | 92,5 | 8,1 | 33 | 100,0 | 3 | 0,05 | 0,05 | 104,0 | 104,0 | 1,4 | 2 | 100,0 | 1 | [17 empty] | FV 2010-M1, M4, FV 2012-M6, FV 2013-M8, FV 2014-M11, M12, M15, M16 | MV, MD | CF S4; CF 15 | MV
Plant | 649 | Methiocarb | Methiocarb-Sulfone | MACP - Plant (2017) |  | Reg. (EC) No 839/2008; Applicable from: 01.09.2008 | Methiocarb (sum of methiocarb and methiocarb sulfoxide and sulfone, expressed as methiocarb) | Obligatory | All (see "Products to be sampled in 2017"-sheet) |  |  | MRM/SRM | MRM/SRM | Difficult | Yes | 0,001 | 0,4 | 92,0 | 90,5 | 16,3 | 799 | 89,4 | 11 | 0,01 | 0,1 | 96,9 | 97,3 | 10,5 | 63 | 98,4 | 5 | 0,05 | 0,05 | 86,0 | 86,0 | 0 | 1 | 100,0 | 1 | [17 empty] | FV 2010-M1, M4, FV 2012-M6, FV 2013-M8, FV 2014-M12, M15, M16 | MV, MD | CF 1; CF S4; CF 15 | MV
Plant | 648 | Methiocarb | Methiocarb-Sulfoxide | MACP - Plant (2017) |  | Reg. (EC) No 839/2008; Applicable from: 01.09.2008 | Methiocarb (sum of methiocarb and methiocarb sulfoxide and sulfone, expressed as methiocarb) | Obligatory | All (see "Products to be sampled in 2017"-sheet) |  |  | MRM/SRM | MRM/SRM | Difficult | Yes | 0,001 | 0,4 | 93,5 | 92,6 | 11,2 | 954 | 97,8 | 14 | 0,01 | 0,1 | 93,2 | 94,8 | 10,4 | 99 | 100,0 | 8 | 0,05 | 0,05 | 78,5 | 78,5 | 31,5 | 2 | 50,0 | 1 | [17 empty] | FV 2010-M1, M4, FV 2012-M6, FV 2013-M8, FV 2014-M12, M15, M16 | MV, MD | CF 1; CF 15 | MV
Plant | 297 | Methomyl-Thiodicarb | Methomyl | MACP - Plant (2017) |  | Reg. (EC) No 459/2010; Applicable from: 29.05.2010 | Methomyl and Thiodicarb (sum of methomyl and thiodicarb expressed as methomyl) | Obligatory | All (see "Products to be sampled in 2017"-sheet) |  |  | MRM | MRM | Difficult | Yes | 0,001 | 2,5 | 93,6 | 93,3 | 14,5 | 1145 | 93,8 | 11 | 0,01 | 0,1 | 90,7 | 92,8 | 14,6 | 38 | 97,4 | 4 | 0,05 | 0,05 | 95,5 | 95,5 | 3,7 | 2 | 100,0 | 1 | [17 empty] | FV 2010-M1, M4, FV 2012-M6, FV 2013-M8, FV 2014-M15, M16 | MV, MD | CF S4; CF 12 | MV
Plant | 424 | Methomyl-Thiodicarb | Thiodicarb | MACP - Plant (2017) |  | Reg. (EC) No 459/2010; Applicable from: 29.05.2010 | Methomyl and Thiodicarb (sum of methomyl and thiodicarb expressed as methomyl) | Obligatory | All (see "Products to be sampled in 2017"-sheet) |  |  | MRM | MRM | No | Yes | 0,001 | 2,5 | 94,8 | 93,3 | 13,8 | 971 | 95,5 | 11 | 0,01 | 0,125 | 90,9 | 94,0 | 12,9 | 23 | 95,7 | 3 | 0,05 | 0,05 | 95,0 | 95,0 | 3,0 | 2 | 100,0 | 1 | [17 empty] | FV 2014-M16 | MD | CF S4; CF 12 | MV
Plant | 536 | Methoxyfenozide | Methoxyfenozide | MACP - Plant (2017) |  | Reg. (EU) 2015/1040; Applicable from: 21/01/2016 | Methoxyfenozide (F) | Obligatory | All (see "Products to be sampled in 2017"-sheet) |  |  | MRM | MRM | Difficult | Yes | 0,002 | 0,5 | 102,0 | 102,2 | 9,4 | 1557 | 95,7 | 12 | 0,01 | 0,125 | 96,6 | 95,3 | 8,9 | 102 | 100,0 | 5 | 0,05 | 0,05 | 103,5 | 103,5 | 2,0 | 2 | 100,0 | 1 | [17 empty] | FV 2010-M1, M4, FV 2014-M11, M15, M16 | MV, MD | CF S4; CF 6 | MV
Plant | 308 | Monocrotophos | Monocrotophos | MACP - Plant (2017) |  | Reg. (EU) No 899/2012; Applicable from: 26.04.2013 | Monocrotophos | Obligatory | All (see "Products to be sampled in 2017"-sheet) |  |  | MRM | MRM | Difficult | Yes | 0,001 | 0,3 | 91,0 | 89,7 | 14,7 | 1112 | 93,8 | 11 | 0,01 | 0,1 | 95,0 | 94,1 | 7,6 | 43 | 100,0 | 4 | 0,05 | 0,05 | 93,0 | 93,0 | 2,2 | 3 | 100,0 | 1 | [17 empty] | FV 2010-M1, M4, FV 2012-M6, FV 2013-M8, FV 2014-M11, M12, M16 | MV, MD | CF S4; CF 1 | MV
Plant | 309 | Myclobutanil | Myclobutanil | MACP - Plant (2017) |  | Reg. (EU) 2016/567; Applicable from: 05/05/2016 | Myclobutanyl (R) | Obligatory | All (see "Products to be sampled in 2017"-sheet) |  |  | MRM | MRM | Yes | Yes | 0,002 | 1,24 | 100,0 | 99,1 | 10,2 | 1635 | 97,3 | 15 | 0,01 | 0,125 | 93,3 | 93,8 | 8,1 | 106 | 100,0 | 6 | 0,01 | 0,05 | 76,9 | 81,9 | 14,5 | 24 | 91,7 | 1 | 0,025 | 0,125 | 92,2 | 91,0 | 11,4 | 46 | 97,8 | 1 | [9 empty] | FV 2010-M1, M4, FV 2012-M6, FV 2013-M8, FV 2014-M11, M12, M16 | MV, MD | CF S4; CF 2 | MV
Plant | 344 | Orthophenylphenol | Orthophenylphenol | MACP - Plant (2017) |  | Reg. (EU) No 737/2014; Applicable from: 30.07.2014 | 2-phenylphenol | Obligatory | All (see "Products to be sampled in 2017"-sheet) |  |  | MRM | MRM | Yes | Yes | 0,005 | 0,2 | 100,0 | 99,4 | 14,3 | 1491 | 90,3 | 11 | 0,01 | 0,25 | 88,7 | 87,4 | 16,4 | 29 | 89,7 | 3 | 0,01 | 0,05 | 92,0 | 88,4 | 19,6 | 27 | 81,5 | 1 | [17 empty] | FV 2010-M3, FV 2012-M6, 2014-M11, M12 | MV
Plant | 323 | Oxadixyl | Oxadixyl | MACP - Plant (2017) |  | Reg. (EU) 2016/46; Applicable from: 08/02/2016 | Oxadixyl | Obligatory | All (see "Products to be sampled in 2017"-sheet) |  |  | MRM | MRM | Yes | Yes | 0,01 | 1 | 97,8 | 96,9 | 12,6 | 986 | 96,6 | 14 | 0,01 | 0,25 | 99,3 | 98,1 | 7,8 | 54 | 100,0 | 5 | 0,01 | 0,05 | 90,5 | 86,7 | 12,7 | 6 | 83,3 | 1 | 0,05 | 0,25 | 88,7 | 89,1 | 9,3 | 32 | 96,9 | 1 | [9 empty] | FV 2010-M1, FV 2013-M8, FV 2014-M11, M12, M15, M16 | MV, MD | CF S4; CF 15; CF 2 | MV
Plant | 324 | Oxamyl | Oxamyl | MACP - Plant (2017) |  | Reg. (EU) No 61/2014; Applicable from: 14.08.2014 | Oxamyl | Obligatory | All (see "Products to be sampled in 2017"-sheet) |  |  | MRM | MRM | Difficult | Yes | 0,001 | 0,6 | 94,9 | 94,3 | 12,4 | 1006 | 96,4 | 9 | 0,01 | 0,1 | 93,8 | 99,5 | 29,2 | 31 | 96,8 | 4 | 0,05 | 0,05 | 93,5 | 93,5 | 6,8 | 2 | 100,0 | 1 | [17 empty] | FV 2010-M1, M4, FV 2012-M6, FV 2014-M11, M16 | MV, MD | CF S4 | MV
Plant | 615 | Paclobutrazol | Paclobutrazol | MACP - Plant (2017) |  | Reg. (EC) No 149/2008; Applicable from: 01.09.2008 | Paclobutrazol | Obligatory | All (see "Products to be sampled in 2017"-sheet) |  |  | MRM | MRM | Yes | Yes | 0,002 | 1 | 100,5 | 100,9 | 11,1 | 977 | 96,3 | 12 | 0,01 | 0,125 | 91,2 | 90,0 | 8,1 | 72 | 100,0 | 5 | 0,05 | 0,05 | 100,0 | 97,3 | 5,7 | 3 | 100,0 | 1 | 0,02 | 0,1 | 88,0 | 86,7 | 14,5 | 47 | 91,5 | 1 | [9 empty] | FV 2010-M1, M4, FV 2012-M6, FV 2014-M11, M15, M16 | MV, MD | CF S4; CF 5 | MV
Plant | 330 | Parathion | Parathion | MACP - Plant (2017) |  | Reg. (EC) No 839/2008; Applicable from: 01.09.2008 | Parathion (F) | Obligatory | All (see "Products to be sampled in 2017"-sheet) |  |  | MRM | MRM | Yes | Yes | 0,002 | 1 | 96,0 | 95,6 | 13,2 | 745 | 94,5 | 10 | 0,01 | 0,375 | 99,3 | 99,2 | 7,4 | 16 | 100,0 | 3 | 0,01 | 0,05 | 92,3 | 91,1 | 11,8 | 20 | 95,0 | 1 | [17 empty] | FV 2010-M1, FV 2013-M8, FV 2014-M11, M15 | MV | CF 14; CF 12; CF 11 | MV
Plant | 627 | Parathion-Methyl | Paraoxon-Methyl | MACP - Plant (2017) |  | Reg. (EU) No 899/2012; Applicable from: 26.04.2013 | Parathion-methyl (sum of Parathion-methyl and paraoxon-methyl expressed as Parathion-methyl) | Obligatory | All (see "Products to be sampled in 2017"-sheet) |  |  | MRM | MRM | Yes | Yes | 0,002 | 0,75 | 98,7 | 97,6 | 14,8 | 862 | 92,1 | 11 | 0,01 | 0,375 | 100,0 | 97,9 | 10,0 | 65 | 98,5 | 5 | 0,01 | 0,05 | 90,6 | 91,7 | 12,0 | 26 | 100,0 | 1 | 0,01 | 0,05 | 84,5 | 82,5 | 11,0 | 44 | 88,6 | 1 | [9 empty] | FV 2010-M4, FV 2012-M6 | MV | CF S4; CF 15 | MV
Plant | 331 | Parathion-Methyl | Parathion-Methyl | MACP - Plant (2017) |  | Reg. (EU) No 899/2012; Applicable from: 26.04.2013 | Parathion-methyl (sum of Parathion-methyl and paraoxon-methyl expressed as Parathion-methyl) | Obligatory | All (see "Products to be sampled in 2017"-sheet) |  |  | MRM | MRM | Yes | Yes | 0,002 | 1 | 95,0 | 94,7 | 13,8 | 681 | 94,4 | 10 | 0,01 | 0,25 | 96,4 | 98,5 | 5,3 | 13 | 100,0 | 3 | 0,01 | 0,05 | 93,5 | 90,2 | 13,1 | 20 | 90,0 | 1 | 0,01 | 0,1 | 97,2 | 100,2 | 17,9 | 32 | 81,3 | 1 | [9 empty] | FV 2010-M1, FV 2012-M6, FV 2013-M8, FV 2014-M11, M12, M15 | MV | CF 2 | MV
Plant | 332 | Penconazole | Penconazole | MACP - Plant (2017) |  | Regulation (EU) 2015/401; Applicable from: 01.11.2014 | Penconazole (F) | Obligatory | All (see "Products to be sampled in 2017"-sheet) |  |  | MRM | MRM | Yes | Yes | 0,002 | 1 | 98,0 | 97,3 | 10,4 | 1198 | 98,1 | 16 | 0,01 | 0,125 | 84,4 | 83,6 | 12,2 | 84 | 90,5 | 5 | 0,05 | 0,05 | 113,5 | 113,5 | ,6 | 2 | 100,0 | 1 | 0,01 | 0,05 | 92,0 | 91,3 | 16,5 | 48 | 89,6 | 1 | [9 empty] | FV 2010-M1, M4, FV 2013-M8, FV 2014-M11, M12, M15, M16 | MV, MD | CF S4; CF S3; CF 14; CF 12; CF 2 | MV
Plant | 333 | Pencycuron | Pencycuron | MACP - Plant (2017) |  | Reg. (EC) No 149/2008; Applicable from: 01.09.2008 | Pencycuron (F) | Obligatory | All (see "Products to be sampled in 2017"-sheet) |  |  | MRM | MRM | No | Yes | 0,001 | 2,5 | 99,6 | 99,4 | 9,7 | 1173 | 98,4 | 14 | 0,01 | 0,125 | 86,3 | 87,5 | 8,3 | 88 | 100,0 | 8 | 0,05 | 0,05 | 108,0 | 108,0 | 5,2 | 2 | 100,0 | 1 | [17 empty] | FV 2010-M1, M4, FV 2012-M6, FV 2014-M11, M12, M15, M16 | MV, MD | CF S4; CF 6 | MV
Plant | 334 | Pendimethalin | Pendimethalin | MACP - Plant (2017) |  | Reg. (EU) 2016/486; Applicable from: 26/04/2016 | Pendimethalin (F) | Obligatory | All (see "Products to be sampled in 2017"-sheet) |  |  | MRM | MRM | Yes | Yes | 0,002 | 1 | 100,9 | 101,8 | 11,1 | 2004 | 94,7 | 15 | 0,01 | 0,25 | 77,6 | 77,1 | 10,2 | 83 | 84,3 | 7 | 0,01 | 0,05 | 98,4 | 94,7 | 11,5 | 18 | 100,0 | 1 | 0,05 | 0,25 | 90,8 | 91,1 | 9,4 | 32 | 100,0 | 1 | [9 empty] | FV 2010-M1, FV 2012-M6, FV 2014-M11, M12, M15, M16 | MV, MD | CF S4; CF 14; CF 12; CF 11; CF 2; CF 1; CF 17; CF S3 | MV
Plant | 1318 | Permethrin | Permethrin, cis- | MACP - Plant (2017) |  | Reg. (EC) No 839/2008; Applicable from: 01.09.2008 | Permethrin (sum of isomers) | Obligatory | All (see "Products to be sampled in 2017"-sheet) |  |  | MRM | MRM | Yes | Yes | 0,05 | 0,05 | 102,9 | 103,0 | 7,8 | 8 | 100,0 | 1 | [8 empty] | 0,05 | 0,05 | 99,0 | 97,2 | 9,8 | 5 | 100,0 | 1 | [17 empty] | FV 2014-M12 | MV
Plant | 1335 | Permethrin | Permethrin, trans- | MACP - Plant (2017) |  | Reg. (EC) No 839/2008; Applicable from: 01.09.2008 | Permethrin (sum of isomers) | Obligatory | All (see "Products to be sampled in 2017"-sheet) |  |  | MRM | MRM | Yes | Yes | 0,05 | 0,05 | 96,7 | 97,4 | 3,8 | 8 | 100,0 | 1 | [33 empty] | FV 2014-M12 | MV
Plant | 347 | Phosmet | Phosmet | MACP - Plant (2017) |  | Reg. (EU) No 737/2014; Applicable from: 30.07.2014 | Phosmet (phosmet and phosmet oxon expressed as phosmet) (R) | Obligatory | All (see "Products to be sampled in 2017"-sheet) |  |  | MRM | MRM | Yes | Yes | 0,002 | 1 | 96,0 | 94,6 | 18,6 | 752 | 84,8 | 9 | 0,01 | 0,25 | 97,0 | 95,7 | 10,3 | 38 | 94,7 | 3 | 0,01 | 0,05 | 93,8 | 91,1 | 13,2 | 20 | 95,0 | 1 | 0,05 | 0,25 | 91,7 | 93,2 | 11,8 | 44 | 100,0 | 1 | [9 empty] | FV 2010-M1, FV 2012-M6, FV 2013-M8, FV 2014-M11, M12, M16 | MV, MD | CF S4; CF 15; CF 6; CF 2 | MV
Plant | 1122 | Phosmet | Phosmet oxon | MACP - Plant (2017) |  | Reg. (EU) No 737/2014; Applicable from: 30.07.2014 | Phosmet (phosmet and phosmet oxon expressed as phosmet) (R) | Obligatory | All (see "Products to be sampled in 2017"-sheet) |  |  | MRM | MRM | Yes | Yes | 0,002 | 0,1 | 96,4 | 96,3 | 10,7 | 209 | 98,6 | 7 | 0,01 | 0,1 | 96,2 | 96,2 | 6,9 | 90 | 100,0 | 5 | 0,01 | 0,05 | 75,5 | 75,5 | 15,9 | 2 | 50,0 | 1 | [17 empty] | FV 2014-M11, M16 | MV, MD | CF 15; CF S4 | MV
Plant | 352 | Pirimicarb | Pirimicarb | MACP - Plant (2017) |  | Reg. (EU) 2016/71; Applicable from: 16/08/2016 | Pirimicarb (R) | Obligatory | All (see "Products to be sampled in 2017"-sheet) |  |  | MRM | MRM | Yes | Yes | 0,002 | 1 | 96,0 | 95,8 | 8,8 | 2201 | 99,8 | 17 | 0,01 | 0,125 | 90,8 | 90,2 | 5,1 | 45 | 100,0 | 4 | 0,01 | 0,05 | 90,9 | 90,1 | 4,6 | 26 | 100,0 | 1 | [17 empty] | FV 2010-M1, M3, M4, FV 2012-M6, FV 2013-M8, FV 2014-M11, M12, M15, M16 | MV, MD | CF S4; CF S3; CF 14; CF 12; CF 11; CF 1 | MV
Plant | 355 | Pirimiphos-Methyl | Pirimiphos-Methyl | MACP - Plant (2017) |  | Reg. (EU) No 2016/53; Applicable from: 09/08/2016 | Pirimiphos-methyl (F) | Obligatory | All (see "Products to be sampled in 2017"-sheet) |  |  | MRM | MRM | Yes | Yes | 0,002 | 1 | 100,8 | 101,4 | 9,1 | 1862 | 98,3 | 17 | 0,01 | 0,25 | 86,0 | 86,6 | 6,6 | 75 | 100,0 | 5 | 0,01 | 0,05 | 95,0 | 95,8 | 8,8 | 19 | 100,0 | 1 | [17 empty] | FV 2010-M1, FV 2013-M8, FV 2014-M11, M12, M15, M16 | MV, MD | CF S4; CF S3; CF 14; CF 12; CF 11; CF 8; CF 2 | MV
Plant | 359 | Procymidone | Procymidone | MACP - Plant (2017) |  | Reg. (EU) No 1096/2014; Applicable from: 07/05/2015 | Procymidone (R) | Obligatory | All (see "Products to be sampled in 2017"-sheet) |  |  | MRM | MRM | Yes | Difficult | 0,002 | 3 | 100,7 | 100,9 | 8,0 | 1414 | 98,7 | 12 | 0,01 | 0,25 | 88,2 | 88,8 | 6,7 | 35 | 100,0 | 3 | 0,01 | 0,05 | 94,8 | 92,9 | 10,3 | 28 | 100,0 | 1 | 0,01 | 0,05 | 98,2 | 96,4 | 9,4 | 49 | 100,0 | 1 | [9 empty] | FV 2010-M1, FV 2012-M6, FV 2014-M11, M12, M16 | MV, MD | CF S3; CF 14; CF 12; CF 11 | MV
Plant | 360 | Profenofos | Profenofos | MACP - Plant (2017) |  | Reg. (EU) No 1096/2014; Applicable from: 07.05.2015 | Profenofos (F) | Obligatory | All (see "Products to be sampled in 2017"-sheet) |  |  | MRM | MRM | Yes | Yes | 0,002 | 1 | 96,1 | 95,0 | 12,9 | 654 | 97,7 | 12 | 0,01 | 0,125 | 86,4 | 85,7 | 7,8 | 53 | 98,1 | 2 | 0,01 | 0,05 | 92,0 | 90,9 | 7,1 | 19 | 100,0 | 1 | 0,02 | 0,1 | 94,3 | 94,4 | 9,5 | 32 | 100,0 | 1 | [9 empty] | FV 2010-M1, M3, FV 2012-M6, FV 2013-M8, FV 2014-M11, M12, M16 | MV, MD | CF S4; CF 2 | MV
Plant | 362 | Propamocarb | Propamocarb | MACP - Plant (2017) |  | Reg. (EU) 2016/1003; Applicable from: 14/07/2016 | Propamocarb (Sum of propamocarb and its salts, expressed as propamocarb) (R) | Obligatory | It shall be only analysed in and on carrots, cauliflowers, onions and potatoes in 2017 |  |  | MRM/SRM | MRM/SRM | Difficult | Yes | 0,002 | 20 | 82,0 | 81,1 | 17,9 | 1042 | 81,5 | 13 | 0,01 | 0,1 | 53,2 | 57,6 | 29,8 | 31 | 29,0 | 2 | 0,05 | 0,05 | 73,0 | 73,0 | 9,7 | 2 | 50,0 | 1 | [8 empty] | 2,251 | 2,251 | 120,0 | 120,0 | 0 | 1 | 100,0 | 1 |  | FV 2010-M1, M4, FV 2014-M11, M12, M16 | MV, MD | CF S4; CF 1 | MV |  |  | SRM-20 | OB
Plant | 365 | Propargite | Propargite | MACP - Plant (2017) |  | Reg. (EU) 2015/400; Applicable from: 03/10/2015 | Propargite (F) | Obligatory | All (see "Products to be sampled in 2017"-sheet) |  |  | MRM | MRM | Yes | Yes | 0,004 | 1 | 100,6 | 100,0 | 10,9 | 1664 | 97,9 | 11 | 0,01 | 0,125 | 90,3 | 87,6 | 16,0 | 36 | 97,2 | 3 | 0,01 | 0,05 | 93,3 | 95,0 | 11,4 | 19 | 100,0 | 1 | [17 empty] | FV 2010-M1, FV 2013-M8, FV 2014-M12, M15, M16 | MV, MD | CF S4; CF 15 | MV
Plant | 367 | Propiconazole | Propiconazole | MACP - Plant (2017) |  | Reg. (EU) 2016/567; Applicable from: 05/05/2016 | Propiconazole | Obligatory | All (see "Products to be sampled in 2017"-sheet) |  |  | MRM | MRM | Yes | Yes | 0,002 | 5 | 98,0 | 98,0 | 9,2 | 886 | 99,1 | 13 | 0,01 | 0,125 | 85,0 | 85,8 | 6,9 | 80 | 100,0 | 6 | 0,01 | 0,05 | 84,9 | 86,8 | 9,3 | 26 | 100,0 | 1 | [17 empty] | FV 2010-M1, M3, M4, FV 2012-M6, FV 2014-M11, M12, M15, M16 | MV, MD | CF S4; CF S3; CF 12; CF 11; CF 17; CF 14 | MV
Plant | 370 | Propyzamide | Propyzamide | MACP - Plant (2017) |  | Reg. (EU) No 1127/2014; Applicable from: 13.05.2015 | Propyzamide (F) (R) | Obligatory | All (see "Products to be sampled in 2017"-sheet) |  |  | MRM | MRM | Yes | Yes | 0,002 | 1 | 100,3 | 100,5 | 10,4 | 1773 | 97,3 | 18 | 0,01 | 0,375 | 90,9 | 90,8 | 8,3 | 63 | 100,0 | 5 | 0,01 | 0,05 | 96,0 | 94,5 | 10,0 | 20 | 100,0 | 1 | 0,01 | 0,05 | 85,9 | 86,1 | 10,4 | 49 | 95,9 | 1 | [9 empty] | FV 2010-M1, FV 2012-M6, FV 2013-M8, FV 2014-M11, M12, M15, M16 | MV, MD | CF S4; CF 2 | MV
Plant | 374 | Pymetrozine | Pymetrozine | MACP - Plant (2017) |  | Regulation (EU) 2015/401; Applicable from: 13.11.2014 | Pymetrozine (A) (R) | Voluntary | The substance is not to be analysed in or on any product in 2017. |  |  | MRM/SRM | MRM/SRM | Yes | Yes | 0,001 | 0,24 | 52,0 | 52,7 | 25,1 | 515 | 9,1 | 7 | 0,01 | 0,1 | 91,0 | 90,7 | 10,5 | 33 | 97,0 | 3 | 0,05 | 0,05 | 73,0 | 71,0 | 4,9 | 3 | 66,7 | 1 | [17 empty] | FV 2010-M4, FV 2012-M6, FV 2014-M11, M12, M16 | MV, MD | CF S4; CF 1 | MV |  |  | SRM-32 | OB
Plant | 496 | Pyraclostrobin | Pyraclostrobin | MACP - Plant (2017) |  | Reg. (EU) 2015/846; Applicable from: 25.06.2015 | Pyraclostrobin (F) | Obligatory | All (see "Products to be sampled in 2017"-sheet) |  |  | MRM | MRM | Yes | Yes | 0,002 | 0,5 | 99,0 | 98,5 | 10,0 | 968 | 99,2 | 9 | 0,01 | 0,125 | 91,1 | 91,1 | 5,9 | 60 | 100,0 | 7 | 0,05 | 0,05 | 106,5 | 106,5 | 3,3 | 2 | 100,0 | 1 | [17 empty] | FV 2010-M4, FV 2012-M6, FV 2014-M11, M12, M15, M16 | MV, MD | CF S4; CF 12; CF 4; CF 1; CF 17; CF S3 | MV
Plant | 377 | Pyridaben | Pyridaben | MACP - Plant (2017) |  | Reg. (EU) 2016/1; Applicable from: 25/01/2016 | Pyridaben (F) | Obligatory | All (see "Products to be sampled in 2017"-sheet) |  |  | MRM | MRM | Yes | Yes | 0,002 | 1 | 101,0 | 100,3 | 10,1 | 1433 | 98,4 | 15 | 0,01 | 0,125 | 73,3 | 74,4 | 7,5 | 33 | 87,9 | 2 | 0,01 | 0,05 | 85,0 | 87,5 | 13,7 | 6 | 100,0 | 1 | 0,05 | 0,25 | 75,0 | 70,9 | 32,3 | 50 | 66,0 | 1 | [9 empty] | FV 2010-M1, M3, FV 2012-M6, FV 2013-M8, FV 2014-M11, M12, M15, M16 | MV, MD | CF S4; CF 1 | MV
Plant | 381 | Pyrimethanil | Pyrimethanil | MACP - Plant (2017) |  | Reg. (EU) 2015/845; Applicable from: 24.06.2015 | Pyrimethanil (R) | Obligatory | All (see "Products to be sampled in 2017"-sheet) |  |  | MRM | MRM | Yes | Yes | 0,002 | 2,8 | 97,7 | 96,5 | 9,8 | 2252 | 98,6 | 17 | 0,01 | 0,125 | 75,9 | 76,1 | 7,8 | 46 | 84,8 | 4 | 0,01 | 0,05 | 94,0 | 94,2 | 7,0 | 20 | 100,0 | 1 | 0,03 | 0,15 | 87,4 | 87,5 | 12,8 | 32 | 93,8 | 1 | [9 empty] | FV 2010-M1, FV 2013-M8, FV 2014-M11, M12, M15, M16 | MV, MD | CF S4; CF 14; CF 12; CF 11; CF 2; CF 1 | MV
Plant | 382 | Pyriproxyfen | Pyriproxyfen | MACP - Plant (2017) |  | Reg. (EU) No 737/2014; Applicable from: 30.07.2014 | Pyriproxyfen (F) | Obligatory | All (see "Products to be sampled in 2017"-sheet) |  |  | MRM | MRM | Yes | Yes | 0,002 | 1 | 98,7 | 97,7 | 9,8 | 1566 | 98,9 | 10 | 0,01 | 0,125 | 75,9 | 76,0 | 8,4 | 82 | 87,8 | 6 | 0,01 | 0,05 | 76,1 | 81,0 | 15,6 | 26 | 84,6 | 1 | [17 empty] | FV 2010-M1, M3, M4, FV 2012-M6, FV 2013-M8, FV 2014-M11, M12, M15, M16 | MV, MD | CF S4; CF 15 | MV
Plant | 387 | Quinoxyfen | Quinoxyfen | MACP - Plant (2017) |  | Reg. (EU) No 36/2014; Applicable from: 10.02.2014 | Quinoxyfen (F) | Obligatory | All (see "Products to be sampled in 2017"-sheet) |  |  | MRM | MRM | Yes | Yes | 0,002 | 1 | 99,2 | 98,7 | 9,4 | 1878 | 99,0 | 13 | 0,02 | 0,25 | 57,0 | 56,0 | 11,2 | 77 | 1,3 | 6 | 0,05 | 0,05 | 105,5 | 105,5 | 10,1 | 2 | 100,0 | 1 | 0,02 | 0,1 | 85,5 | 86,3 | 12,5 | 49 | 93,9 | 1 | [9 empty] | FV 2010-M1, M4, FV 2014-M11, M12, M15, M16 | MV, MD | CF S4; CF 14; CF 12; CF 11 | MV
Plant | 709 | Spinosad | Spinosyn A | MACP - Plant (2017) |  | Reg. (EU) 2015/603; Applicable from: 07/12/2015 | Spinosad (spinosad, sum of spinosyn A and spinosyn D) (F) | Obligatory | All (see "Products to be sampled in 2017"-sheet) |  |  | MRM | MRM | No | Yes | 0,001 | 2,5 | 97,4 | 96,5 | 10,0 | 885 | 98,4 | 10 | 0,01 | 0,1 | 81,9 | 80,5 | 12,0 | 62 | 82,3 | 1 | 0,05 | 0,05 | 98,5 | 98,5 | 5,0 | 2 | 100,0 | 1 | [17 empty] | FV 2010-M1, M4, FV 2014-M11, M12, M16 | MV, MD | CF 6; CF 15; CF S4 | MV
Plant | 710 | Spinosad | Spinosyn D | MACP - Plant (2017) |  | Reg. (EU) 2015/603; Applicable from: 07/12/2015 | Spinosad (spinosad, sum of spinosyn A and spinosyn D) (F) | Obligatory | All (see "Products to be sampled in 2017"-sheet) |  |  | MRM | MRM | No | Yes | 0,001 | 2,5 | 95,3 | 94,7 | 12,3 | 875 | 96,9 | 10 | 0,01 | 0,1 | 78,0 | 78,3 | 13,5 | 51 | 82,4 | 1 | 0,05 | 0,05 | 101,0 | 101,0 | 8,4 | 2 | 100,0 | 1 | [17 empty] | FV 2010-M1, M4, FV 2014-M11, M12 | MV | CF 6; CF 15; CF S4 | MV
Plant | 607 | Spirodiclofen | Spirodiclofen | MACP - Plant (2017) |  | Reg. (EU) 2016/567; Applicable from: 05/05/2016 | Spirodiclofen (F) | Obligatory | All (see "Products to be sampled in 2017"-sheet) |  |  | MRM | MRM | Yes | Yes | 0,002 | 0,5 | 97,0 | 96,9 | 19,3 | 685 | 83,2 | 14 | 0,01 | 0,125 | 85,2 | 87,1 | 11,5 | 11 | 100,0 | 2 | 0,05 | 0,05 | 103,0 | 103,0 | 0 | 1 | 100,0 | 1 | [17 empty] | FV 2014-M11, M12, M16 | MV, MD | CF S4; CF S2; CF 15 | MV
Plant | 703 | Spiromesifen | Spiromesifen | MACP - Plant (2017) |  | Reg. (EU) No 500/2013; Applicable from: 05.06.2013 | Spiromesifen | Obligatory | All (see "Products to be sampled in 2017"-sheet) |  |  | MRM | No Data | Yes | Yes | 0,004 | 0,125 | 98,2 | 97,7 | 11,2 | 368 | 98,1 | 6 | 0,05 | 0,1 | 96,2 | 95,9 | 7,1 | 6 | 100,0 | 2 | 0,05 | 0,05 | 109,0 | 109,0 | 32,4 | 2 | 50,0 | 1 | [17 empty] | FV 2014-M11, M12, M16 | MV, MD | CF 13; CF 18 | MV
Plant | 395 | Spiroxamine | Spiroxamine | MACP - Plant (2017) |  | Reg. (EU) No 2016/452; Applicable from: 19/04/2016 | Spiroxamine (R) | Obligatory | All (see "Products to be sampled in 2017"-sheet) |  |  | MRM | MRM | Yes | Yes | 0,002 | 2,5 | 97,0 | 95,9 | 12,4 | 1051 | 97,6 | 10 | 0,01 | 0,125 | 53,0 | 53,4 | 15,9 | 53 | 0 | 3 | 0,05 | 0,05 | 90,0 | 90,0 | 4,7 | 2 | 100,0 | 1 | [17 empty] | FV 2010-M1, FV 2014-M11, M12, M16 | MV, MD | CF S4; CF 12; CF S3; CF 1 | MV
Plant | 402 | Tebuconazole | Tebuconazole | MACP - Plant (2017) |  | Reg. (EU) 2016/1003; Applicable from: 14/07/2016 | Tebuconazole (R) | Obligatory | All (see "Products to be sampled in 2017"-sheet) |  |  | MRM | MRM | Yes | Yes | 0,002 | 16 | 101,1 | 101,6 | 10,5 | 1533 | 94,7 | 10 | 0,01 | 0,125 | 89,0 | 87,8 | 8,8 | 65 | 100,0 | 4 | 0,05 | 0,05 | 102,0 | 102,0 | 5,5 | 2 | 100,0 | 1 | [17 empty] | FV 2010-M1, M3, M4, FV 2012-M6, FV 2014-M11, M12, M15, M16 | MV, MD | CF S4; CF S3; CF 12; CF 11; CF 2; CF 17 | MV
Plant | 403 | Tebufenozide | Tebufenozide | MACP - Plant (2017) |  | Reg. (EU) No 893/2010; Applicable from: 10.10.2010 | Tebufenozide (F) | Obligatory | All (see "Products to be sampled in 2017"-sheet) |  |  | MRM | MRM | Difficult | Yes | 0,002 | 0,75 | 101,8 | 102,2 | 9,1 | 1583 | 96,6 | 14 | 0,01 | 0,125 | 96,0 | 95,6 | 9,8 | 99 | 99,0 | 7 | 0,05 | 0,05 | 99,5 | 99,5 | ,7 | 2 | 100,0 | 1 | [17 empty] | FV 2010-M1, M4, FV 2014-M11, M12, M16 | MV, MD | CF S4; CF 12; CF 6; CF 4 | MV
Plant | 404 | Tebufenpyrad | Tebufenpyrad | MACP - Plant (2017) |  | Reg. (EU) 2016/1; Applicable from: 25/01/2016 | Tebufenpyrad (F) | Obligatory | It shall be analysed for all listed commodities except cereals (see "Products to be sampled in 2017"-sheet) |  |  | MRM | MRM | Yes | Yes | 0,002 | 0,5 | 100,3 | 100,4 | 8,3 | 1337 | 99,0 | 8 | 0,01 | 0,125 | 77,6 | 77,5 | 6,1 | 77 | 94,8 | 6 | 0,01 | 0,05 | 85,3 | 88,7 | 16,9 | 26 | 92,3 | 1 | [17 empty] | FV 2010-M1, M3, M4, FV 2014-M11, M12, M15, M16 | MV, MD | CF S4; CF 15; CF 2; CF 1 | MV
Plant | 406 | Teflubenzuron | Teflubenzuron | MACP - Plant (2017) |  | Reg. (EU) 2016/71; Applicable from: 16/08/2016 | Teflubenzuron (F) | Obligatory | All (see "Products to be sampled in 2017"-sheet) |  |  | MRM | MRM | No | Yes | 0,002 | 0,5 | 98,0 | 97,7 | 13,5 | 829 | 94,0 | 7 | 0,01 | 0,125 | 80,7 | 87,5 | 33,7 | 13 | 76,9 | 3 | [25 empty] | FV 2010-M1, FV 2014-M12, M16 | MV, MD | CF S4; CF 6 | MV
Plant | 407 | Tefluthrin | Tefluthrin | MACP - Plant (2017) |  | Reg. (EU) 2016/486; Applicable from: 26/04/2016 | Tefluthrin (F) | Obligatory | All (see "Products to be sampled in 2017"-sheet) |  |  | MRM | MRM | Yes | Difficult | 0,002 | 0,5 | 102,3 | 102,5 | 8,9 | 801 | 97,1 | 11 | 0,01 | 0,25 | 87,5 | 88,9 | 9,3 | 13 | 100,0 | 3 | 0,05 | 0,05 | 95,5 | 95,5 | 2,2 | 2 | 100,0 | 1 | 0,01 | 0,05 | 89,1 | 88,9 | 9,0 | 50 | 100,0 | 1 | [9 empty] | FV 2010-M1, FV 2012-M6, FV 2014-M11 | MV | CF 6 | MV
Plant | 412 | Terbuthylazine | Terbuthylazine | MACP - Plant (2017) |  | Reg. (EC) No 149/2008; Applicable from: 01.09.2008 | Terbuthylazine | Obligatory | All (see "Products to be sampled in 2017"-sheet) |  |  | MRM | No Data | Yes | Yes | 0,001 | 0,5 | 96,0 | 93,8 | 14,2 | 777 | 93,3 | 10 | 0,01 | 0,125 | 81,9 | 82,8 | 7,0 | 60 | 98,3 | 6 | 0,01 | 0,05 | 89,5 | 88,3 | 13,6 | 32 | 93,8 | 1 | 0,05 | 0,25 | 89,0 | 91,1 | 10,8 | 32 | 96,9 | 1 | [9 empty] | FV 2010-M4, FV 2013-M8, FV 2014-M12, M16 | MV, MD | CF 13 | MV
Plant | 415 | Tetraconazole | Tetraconazole | MACP - Plant (2017) |  | Reg. (EU) No 34/2013; Applicable from: 27.01.2013 | Tetraconazole (F) | Obligatory | All (see "Products to be sampled in 2017"-sheet) |  |  | MRM | MRM | Yes | Yes | 0,002 | 1 | 100,0 | 100,2 | 9,8 | 1266 | 97,9 | 15 | 0,01 | 0,125 | 96,4 | 96,4 | 8,4 | 113 | 100,0 | 8 | 0,05 | 0,05 | 107,0 | 104,7 | 3,9 | 3 | 100,0 | 1 | [17 empty] | FV 2010-M1, M4, FV 2012-M6, FV 2014-M11, M12, M15, M16 | MV, MD | CF S4; CF 5 | MV
Plant | 416 | Tetradifon | Tetradifon | MACP - Plant (2017) |  | Reg. (EU) No 310/2011; Applicable from: 21.10.2011 | Tetradifon | Obligatory | It shall be analysed for all listed commodities except cereals (see "Products to be sampled in 2017"-sheet) |  |  | MRM | MRM | Yes | No | 0,002 | 1 | 100,4 | 100,0 | 11,0 | 1219 | 96,2 | 16 | 0,01 | 0,25 | 76,0 | 75,2 | 8,3 | 13 | 76,9 | 3 | 0,01 | 0,05 | 93,3 | 94,6 | 7,4 | 20 | 100,0 | 1 | 0,01 | 0,05 | 92,0 | 89,3 | 10,8 | 48 | 95,8 | 1 | [9 empty] | FV 2010-M1, FV 2014-M11, M12 | MV | CF 2 | MV
Plant | 419 | Thiabendazole | Thiabendazole | MACP - Plant (2017) |  | Reg. (EC) No 149/2008; Applicable from: 01.09.2008 | Thiabendazole (R) | Obligatory | All (see "Products to be sampled in 2017"-sheet) |  |  | MRM | MRM | Difficult | Yes | 0,002 | 9 | 94,0 | 94,2 | 14,6 | 1621 | 94,1 | 14 | 0,01 | 0,125 | 81,0 | 81,6 | 11,3 | 124 | 93,5 | 7 | 0,05 | 0,05 | 97,0 | 97,0 | 0 | 2 | 100,0 | 1 | [17 empty] | FV 2010-M1, M4, FV 2012-M6, FV 2014-M11, M12, M16 | MV, MD | CF S4; CF 15 | MV
Plant | 488 | Thiacloprid | Thiacloprid | MACP - Plant (2017) |  | Reg. (EU) 2016/1355; Applicable from: 11/08/2016 | Thiacloprid | Obligatory | All (see "Products to be sampled in 2017"-sheet) |  |  | MRM | MRM | Difficult | Yes | 0,002 | 6 | 99,9 | 99,9 | 9,5 | 1533 | 98,4 | 12 | 0,01 | 0,125 | 98,2 | 97,8 | 7,5 | 104 | 100,0 | 5 | 0,05 | 0,05 | 101,0 | 102,0 | 3,5 | 3 | 100,0 | 1 | [17 empty] | FV 2010-M1, M4, FV 2012-M6, FV 2014-M11, M12, M16 | MV, MD | CF S4; CF 12; CF 6 | MV
Plant | 581 | Thiamethoxam | Clothianidin | MACP - Plant (2017) |  | Reg. (EU) 2016/156; Applicable from: 26.08.2016 | Clothianidin | Obligatory | All (see "Products to be sampled in 2017"-sheet) |  |  | MRM | MRM | No | Yes | 0,002 | 0,24 | 96,9 | 96,3 | 10,8 | 1093 | 98,5 | 13 | 0,01 | 0,125 | 97,4 | 98,8 | 9,5 | 116 | 98,3 | 8 | 0,05 | 0,05 | 96,0 | 96,3 | ,6 | 3 | 100,0 | 1 | [17 empty] | FV 2010-M1, M4, FV 2012-M6, FV 2014-M12 | MV | CF S4; CF 6 | MV
Plant | 549 | Thiamethoxam | Thiamethoxam | MACP - Plant (2017) |  | Reg. (EU) 2016/156; Applicable from: 26/08/2016 | Thiamethoxam | Obligatory | All (see "Products to be sampled in 2017"-sheet) |  |  | MRM | MRM | Difficult | Yes | 0,002 | 0,24 | 96,0 | 95,7 | 12,9 | 1086 | 95,9 | 12 | 0,01 | 0,1 | 98,6 | 98,8 | 11,0 | 146 | 98,6 | 8 | 0,05 | 0,05 | 90,5 | 90,5 | 3,9 | 2 | 100,0 | 1 | [17 empty] | FV 2010-M1, FV 2012-M6, FV 2014- M12, M16 | MV, MD | CF S4; CF 12; CF 11; CF 6; CF 6 | MV
Plant | 432 | Tolclophos Methyl | Tolclofos-Methyl | MACP - Plant (2017) |  | Reg. (EU) 2016/156; Applicable from: 26/08/2016 | Tolclofos-methyl (F) | Obligatory | All (see "Products to be sampled in 2017"-sheet) |  |  | MRM | MRM | Yes | Difficult | 0,01 | 2 | 101,2 | 101,3 | 9,5 | 1030 | 97,4 | 15 | 0,05 | 0,25 | 83,5 | 84,2 | 9,0 | 8 | 100,0 | 3 | 0,01 | 0,05 | 90,0 | 91,4 | 10,0 | 19 | 100,0 | 1 | 0,01 | 0,05 | 91,4 | 91,1 | 9,0 | 32 | 100,0 | 1 | [9 empty] | FV 2010-M1, FV 2012-M6, FV 2014-M11, M12, M15, M16 | MV, MD | CF S4; CF 6 | MV
Plant | 723 | Tolylfluanid | DMST | MACP - Plant (2017) |  | Reg. (EU) 2015/552; Applicable from: 28/10/2015 | Tolylfluanid (Sum of tolylfluanid and dimethylaminosulfotoluidide expressed as tolylfluanid) (F) (R) | Obligatory | All (see "Products to be sampled in 2017"-sheet) |  |  | MRM | MRM | Yes | Yes | 0,001 | 0,5 | 98,0 | 96,2 | 14,7 | 325 | 92,9 | 7 | 0,01 | 0,25 | 95,5 | 93,5 | 9,6 | 61 | 100,0 | 5 | 0,05 | 0,05 | 101,5 | 100,8 | 1,9 | 4 | 100,0 | 1
Plant | 433 | Tolylfluanid | Tolylfluanid | MACP - Plant (2017) |  | Reg. (EU) 2015/552; Applicable from: 28/10/2015 | Tolylfluanid (Sum of tolylfluanid and dimethylaminosulfotoluidide expressed as tolylfluanid) (F) (R) | Obligatory | It shall be analysed for all listed commodities except cereals (see "Products to be sampled in 2017"-sheet) |  |  | MRM | MRM | Yes | Yes | 0,001 | 1,5 | 88,3 | 87,2 | 15,6 | 834 | 90,2 | 13 | 0,01 | 0,375 | 88,2 | 88,7 | 11,3 | 98 | 96,9 | 8 | 0,01 | 0,05 | 90,0 | 90,2 | 13,4 | 17 | 88,2 | 1 | [17 empty] | FV 2010-M1, FV 2014-M11, M12 | MV | CF 15; CF S4 | MV
Plant | 435 | Triadimefon/Triadimenol | Triadimefon | MACP - Plant (2017) |  | Reg. (EC) No 459/2010; Applicable from: 29.05.2010 | Triadimefon and triadimenol (sum of triadimefon and triadimenol) (F) | Obligatory | All (see "Products to be sampled in 2017"-sheet) |  |  | MRM | MRM | Difficult | Yes | 0,002 | 1,2 | 98,6 | 97,8 | 11,8 | 1104 | 95,7 | 13 | 0,01 | 0,25 | 92,7 | 93,4 | 8,3 | 78 | 100,0 | 7 | 0,05 | 0,05 | 90,0 | 90,0 | 12,6 | 2 | 100,0 | 1 | 0,01 | 0,05 | 89,0 | 87,4 | 12,0 | 47 | 91,5 | 1 | [9 empty] | FV 2010-M1, M4, FV 2012-M6, FV 2013-M8, FV 2014-M11, M12, M15, M16 | MV, MD | CF S4; CF 14; CF 12; CF 11; CF 3 | MV
Plant | 436 | Triadimefon/Triadimenol | Triadimenol | MACP - Plant (2017) |  | Reg. (EC) No 459/2010; Applicable from: 29.05.2010 | Triadimefon and triadimenol (sum of triadimefon and triadimenol) (F) | Obligatory | All (see "Products to be sampled in 2017"-sheet) |  |  | MRM | MRM | Difficult | Yes | 0,004 | 3,8 | 97,0 | 96,2 | 10,3 | 858 | 97,4 | 11 | 0,01 | 0,25 | 89,4 | 89,8 | 9,4 | 40 | 100,0 | 4 | 0,05 | 0,05 | 93,5 | 93,5 | 11,3 | 2 | 100,0 | 1 | 0,1 | 0,5 | 89,1 | 87,2 | 14,9 | 50 | 88,0 | 1 | [9 empty] | FV 2010-M1, M4, FV 2012-M6, FV 2013-M8, FV 2014-M12, M15, M16 | MV, MD | CF S4; CF 14; CF 12; CF 11; CF 5 | MV
Plant | 439 | Triazophos | Triazophos | MACP - Plant (2017) |  | Reg. (EU) No 441/2012; Applicable from: 14.06.2012 | Triazophos (F) | Obligatory | All (see "Products to be sampled in 2017"-sheet) |  |  | MRM | MRM | Difficult | Yes | 0,002 | 1 | 98,7 | 97,8 | 12,9 | 603 | 95,5 | 10 | 0,01 | 0,125 | 100,7 | 99,4 | 7,2 | 11 | 100,0 | 2 | 0,01 | 0,05 | 91,0 | 92,4 | 12,8 | 8 | 100,0 | 1 | 0,005 | 0,05 | 97,8 | 97,7 | 9,6 | 31 | 96,8 | 1 | [9 empty] | FV 2010-M1, FV 2012-M6, FV 2013-M8, FV 2014-M11, M12, M16 | MV, MD | CF S4; CF 14; CF 12; CF 11; CF 6; CF 6 | MV
Plant | 448 | Trifloxystrobin | Trifloxystrobin | MACP - Plant (2017) |  | Reg. (EU) 2016/67; Applicable from: 12/02/2016 | Trifloxystrobin (A) (F) (R) | Obligatory | All (see "Products to be sampled in 2017"-sheet) |  |  | MRM | MRM | Yes | Yes | 0,002 | 2,4 | 100,0 | 99,6 | 8,5 | 1688 | 99,2 | 11 | 0,01 | 0,125 | 95,3 | 96,6 | 7,9 | 88 | 100,0 | 6 | 0,05 | 0,05 | 100,5 | 100,5 | 10,6 | 2 | 100,0 | 1 | [17 empty] | FV 2010-M1, M4, FV 2012-M6, FV 2014-M11, M12, M16 | MV, MD | CF S4; CF S3; CF 14; CF 12; CF 11; CF 2 | MV
Plant | 450 | Triflumuron | Triflumuron | MACP - Plant (2017) |  | Reg. (EC) No 839/2008; Applicable from: 01.09.2008 | Triflumuron (F) | Obligatory | All (see "Products to be sampled in 2017"-sheet) |  |  | MRM | MRM | No | Yes | 0,002 | 0,5 | 99,0 | 98,5 | 11,2 | 1095 | 96,9 | 12 | 0,01 | 0,125 | 86,9 | 86,7 | 9,3 | 87 | 96,6 | 8 | [25 empty] | FV 2010-M1, FV 2014-M11, M16 | MV, MD | CF S4; CF 15 | MV
Plant | 457 | Vinclozolin | Vinclozolin | MACP - Plant (2017) |  | Reg. (EU) No 2015/868; Applicable from: 30.12.2015 | Vinclozolin | Obligatory | All (see "Products to be sampled in 2017"-sheet) |  |  | MRM | SRM | Yes | Difficult | 0,002 | 1 | 100,0 | 100,3 | 9,1 | 1879 | 98,5 | 15 | 0,01 | 0,25 | 93,5 | 93,9 | 9,0 | 37 | 100,0 | 3 | 0,01 | 0,05 | 91,0 | 90,5 | 10,0 | 19 | 94,7 | 1 | 0,02 | 0,1 | 88,0 | 87,0 | 11,2 | 50 | 96,0 | 1
Plant | 817 | Fluopicolide | Fluopicolide | MACP - Plant (2018) |  | Reg. (EU) 2016/1003; Applicable from: 14/07/2016 | Fluopicolide |  |  |  |  | MRM | MRM | Yes | Yes | 0,002 | 0,2 | 100,0 | 100,0 | 10,2 | 527 | 96,8 | 10 | 0,01 | 0,125 | 95,3 | 94,6 | 9,1 | 59 | 100,0 | 5 | 0,05 | 0,05 | 95,0 | 97,4 | 7,7 | 5 | 100,0 | 1 | [17 empty] | FV 2012-M6, FV 2014-M12, M16 | MV, MD | CF 13 | MV
Plant | 371 | Prosulfocarb | Prosulfocarb | MACP - Plant (2018) |  | Reg. (EU) No 777/2013; Applicable from: 06.03.2014 | Prosulfocarb | 1A |  |  |  | MRM | MRM | Yes | Yes | 0,001 | 0,5 | 99,1 | 99,3 | 9,4 | 956 | 98,6 | 12 | 0,01 | 0,125 | 78,8 | 79,8 | 8,5 | 90 | 95,6 | 8 | 0,05 | 0,05 | 115,0 | 115,0 | 1,2 | 2 | 100,0 | 1 | [17 empty] | FV 2010-M4, FV 2014-M11 | MV | CF S4 | MV
Plant | 931 | Prothioconazole | Prothioconazole-desthio | MACP - Plant (2018) |  | Reg. (EU) 2016/1902; Applicable from: 24/11/2016 | Prothioconazole: prothioconazole-desthio (sum of isomers) (F) |  |  |  |  | MRM | MRM/SRM | Yes | Yes | 0,002 | 0,4 | 101,6 | 101,0 | 10,7 | 142 | 93,0 | 4 | 0,01 | 0,1 | 86,7 | 87,3 | 6,9 | 24 | 100,0 | 1 | 0,05 | 0,05 | 110,5 | 110,5 | 4,5 | 2 | 100,0 | 1
Plant | 1185 | Ametoctradin | Ametoctradin | WD - Plant |  | Reg. (EU) 2016/67; Applicable from: 11/02/2016 | Ametoctradin (R) | 1B |  |  |  | MRM | No Data | Yes | Yes | 0,005 | 0,1 | 100,0 | 99,5 | 14,1 | 82 | 90,2 | 2
Plant | 901 | Amitraz | 2,4-Dimethylphenylformamide (DMF) | WD - Plant |  | Reg. (EC) No 149/2008; Applicable from: 01.09.2008; In presence of both DMPF and DMF, it is not appropriate to calculate amitraz (sum) as amitraz plus DMF (calculated as amitraz) and DMPF (calculated as amitraz) because of the potential for DMPF and DMF t | Amitraz (amitraz including the metabolites containing the 2,4 -dimethylaniline moiety expressed as amitraz) | 2A | Especially relevant for sweet peppers, apples, tomatoes, aubergines, grapefruit, oranges, peaches and pears. Additionally relevant for chili peppers, honey, papaya, basil, green beans, okra, mandarins, cucumbers; not relevant for cereals |  |  | MRM | SRM | No Data | Yes | 0,004 | 0,24 | 92,8 | 87,3 | 18,2 | 131 | 79,4 | 4 | 0,025 | 0,125 | 96,5 | 96,5 | 24,2 | 2 | 100,0 | 1 | 0,05 | 0,05 | 96,5 | 96,5 | ,7 | 2 | 100,0 | 1
Plant | 16 | Amitraz | Amitraz | WD - Plant |  | Reg. (EC) No 149/2008; Applicable from: 01.09.2008; In presence of both DMPF and DMF, it is not appropriate to calculate amitraz (sum) as amitraz plus DMF (calculated as amitraz) and DMPF (calculated as amitraz) because of the potential for DMPF and DMF t | Amitraz (amitraz including the metabolites containing the 2,4 -dimethylaniline moiety expressed as amitraz) | 2A | Especially relevant for sweet peppers, apples, tomatoes, aubergines, grapefruit, oranges, peaches and pears. Additionally relevant for chili peppers, honey, papaya, basil, green beans, okra, mandarins, cucumbers; not relevant for cereals |  |  | MRM/SRM | SRM | Difficult | Yes | 0,001 | 0,5 | 94,2 | 91,7 | 19,9 | 289 | 90,0 | 5 | 0,02 | 0,1 | 30,8 | 30,8 | 121,2 | 2 | 0 | 1 | 0,05 | 0,05 | 83,0 | 83,0 | 0 | 1 | 100,0 | 1 | [19 empty] | CF S4 | MV |  |  | SRM-05 | MV
Plant |  | Amitraz | Amitraz (sum, following hydrolysis to 2,4 -dimethylaniline) | WD - Plant |  | Reg. (EC) No 149/2008; Applicable from: 01.09.2008 |  | 2A | Especially relevant for sweet peppers, apples, tomatoes, aubergines, grapefruit, oranges, peaches and pears. Additionally relevant for chili peppers, honey, papaya, basil, green beans, okra, mandarins, cucumbers; not relevant for cereals
Plant | 907 | Amitraz | N-2,4-Dimethylphenyl-N-methylformamidine (DMPF) | WD - Plant |  | Reg. (EC) No 149/2008; Applicable from: 01.09.2008; In presence of both DMPF and DMF, it is not appropriate to calculate amitraz (sum) as amitraz plus DMF (calculated as amitraz) and DMPF (calculated as amitraz) because of the potential for DMPF and DMF t | Amitraz (amitraz including the metabolites containing the 2,4 -dimethylaniline moiety expressed as amitraz) | 2A | Especially relevant for sweet peppers, apples, tomatoes, aubergines, grapefruit, oranges, peaches and pears. Additionally relevant for chili peppers, honey, papaya, basil, green beans, okra, mandarins, cucumbers; not relevant for cereals |  |  | MRM | SRM | Yes | Yes | 0,005 | 6 | 92,9 | 91,8 | 13,7 | 348 | 94,3 | 5 | 0,02 | 0,125 | 71,3 | 74,4 | 27,1 | 4 | 50,0 | 2 | 0,05 | 0,2 | 98,0 | 100,3 | 15,6 | 3 | 100,0 | 1 | [23 empty] | SRM-05 | MV
Plant | 796 | Anthraquinone | Anthraquinone | WD - Plant |  | Reg. (EU) No 1146/2014; Applicable from: 18.05.2015 | Anthraquinone (F) | Voluntary | especially relevant for tea, dried herbs and dried spices |  |  | MRM | No Data | Yes | Yes | 0,01 | 0,25 | 95,2 | 92,5 | 17,9 | 69 | 87,0 | 3
Plant | 1396 | Benzalkonium Chloride (sum) | Benzalkonium Chloride n-C10 | WD - Plant |  | Reg. (EU) No 1119/2014; Applicable from: 12.11.2014 | Benzalkonium chloride (mixture of alkylbenzyldimethylammonium chlorides with alkyl chain lengths of C8, C10, C12, C14, C16 and C18) | Voluntary |  |  |  | MRM | MRM | No | Yes | 0,02 | 0,125 | 102,0 | 102,4 | 7,6 | 397 | 98,5 | 2 | 0,01 | 0,125 | 87,7 | 90,6 | 14,4 | 15 | 93,3 | 2 | [31 empty] | SRM-26 | MV
Plant | 1395 | Benzalkonium Chloride (sum) | Benzalkonium Chloride n-C12 | WD - Plant |  | Reg. (EU) No 1119/2014; Applicable from: 12.11.2014 | Benzalkonium chloride (mixture of alkylbenzyldimethylammonium chlorides with alkyl chain lengths of C8, C10, C12, C14, C16 and C18) | Voluntary |  |  |  | MRM | MRM | No | Yes | 0,02 | 0,125 | 101,0 | 101,5 | 13,1 | 428 | 98,4 | 3 | 0,01 | 0,125 | 89,0 | 91,1 | 12,5 | 24 | 95,8 | 2 | [31 empty] | SRM-26 | MV
Plant | 1397 | Benzalkonium Chloride (sum) | Benzalkonium Chloride n-C14 | WD - Plant |  | Reg. (EU) No 1119/2014; Applicable from: 12.11.2014 | Benzalkonium chloride (mixture of alkylbenzyldimethylammonium chlorides with alkyl chain lengths of C8, C10, C12, C14, C16 and C18) | Voluntary |  |  |  | MRM | MRM | No | Yes | 0,02 | 0,2 | 99,6 | 98,9 | 10,4 | 394 | 98,7 | 3 | 0,01 | 0,125 | 84,7 | 90,3 | 17,4 | 15 | 86,7 | 2 | [31 empty] | SRM-26 | MV
Plant | 1398 | Benzalkonium Chloride (sum) | Benzalkonium Chloride n-C16 | WD - Plant |  | Reg. (EU) No 1119/2014; Applicable from: 12.11.2014 | Benzalkonium chloride (mixture of alkylbenzyldimethylammonium chlorides with alkyl chain lengths of C8, C10, C12, C14, C16 and C18) | Voluntary |  |  |  | MRM | MRM | No | Yes | 0,02 | 0,125 | 97,0 | 94,4 | 11,4 | 372 | 96,8 | 2 | 0,01 | 0,125 | 82,1 | 90,1 | 23,9 | 15 | 86,7 | 2 | [31 empty] | SRM-26 | MV
Plant | 1415 | Benzalkonium Chloride (sum) | Benzalkonium Chloride n-C18 | WD - Plant |  | Reg. (EU) No 1119/2014; Applicable from: 12.11.2014 | Benzalkonium chloride (mixture of alkylbenzyldimethylammonium chlorides with alkyl chain lengths of C8, C10, C12, C14, C16 and C18) | Voluntary |  |  |  | MRM |  | No | Yes | 0,025 | 0,125 | 94,0 | 90,8 | 14,0 | 339 | 91,7 | 1 | 0,025 | 0,125 | 104,0 | 108,0 | 8,9 | 5 | 80,0 | 1 | [31 empty] | SRM-26 | MV
Plant | 1414 | Benzalkonium Chloride (sum) | Benzalkonium Chloride n-C8 | WD - Plant |  | Reg. (EU) No 1119/2014; Applicable from: 12.11.2014 | Benzalkonium chloride (mixture of alkylbenzyldimethylammonium chlorides with alkyl chain lengths of C8, C10, C12, C14, C16 and C18) | Voluntary | [5 empty] | No | Yes | 0,025 | 0,125 | 102,0 | 102,2 | 6,1 | 342 | 100,0 | 1 | 0,025 | 0,125 | 105,0 | 102,8 | 4,9 | 5 | 100,0 | 1 | [31 empty] | SRM-26 | MV
Plant | 1484 | Benzovindiflupyr | Benzovindiflupyr | WD - Plant |  | Reg. (EU) 2016/1003; Applicable from: 14/07/2016 | Benzovindiflupyr | 1A | Relevant commodities: soy bean, wheat, apples, grapes, pears, peanuts, potatoes and maize. |  |  | MRM |  | Yes | Yes | 0,1 | 0,1 | 103,0 | 103,0 | 2,7 | 2 | 100,0 | 1
Plant | 600 | Bifenazate | Bifenazate | WD - Plant |  | Reg. (EU) 2016/1; Applicable from: 25/01/2016 | Bifenazate (sum of bifenazate plus bifenazate-diazene expressed as bifenazate) (F) | yes |  |  |  | MRM | MRM | Yes | Yes | 0,005 | 0,2 | 97,0 | 94,7 | 15,2 | 310 | 91,0 | 5 | 0,02 | 0,1 | 76,0 | 70,2 | 32,5 | 7 | 85,7 | 2 | 0,05 | 0,05 | 109,5 | 109,5 | 29,1 | 2 | 50,0 | 1 | [17 empty] | FV 2014-M12 | MV (LOQ 0,01 mg/kg) | CF 10; CF 16; CF 18 | MV (LOQ 0,01 mg/kg) |  |  | SRM-34 | MD, MV
Plant | 1537 | Bifenazate | Bifenazate-Diazene | WD - Plant |  | Reg. (EU) 2016/1; Applicable from: 25/01/2016 | Bifenazate (sum of bifenazate plus bifenazate-diazene expressed as bifenazate) (F) | yes |  | standard bifenazate-diazene is commercially available: http://www.hp-compounds.de/shop/ReferenceMaterials/Pesticides/Bifenazatediazene.php5 |  | MRM |  |  | Yes | 0,01 | 0,01 | 97,0 | 96,9 | 10,2 | 15 | 100,0 | 1 | [39 empty] | SRM-34 | MD, MV
Plant | 1442 | Chlorate | Chlorate | WD - Plant |  | / | / | Voluntary |  |  |  | SRM |  | No | Yes | [32 empty] | 0,01 | 4,469 | 104,0 | 102,8 | 9,6 | 108 | 97,2 | 3 | [7 empty] | SRM-09 | MD
Plant | 82 | Chlorfluazuron | Chlorfluazuron | WD - Plant |  | / | / | 1B |  |  |  | MRM | No Data | No | Yes | 0,002 | 0,2 | 100,0 | 99,0 | 15,5 | 81 | 90,1 | 2 | 0,01 | 0,1 | 87,3 | 86,2 | 10,7 | 10 | 90,0 | 1
Plant | 510 | Cyazofamid | Cyazofamid | WD - Plant |  | Reg. (EU) 2016/486; Applicable from: 26/04/2016 | Cyazofamid | 1B |  |  |  | MRM | MRM | Difficult | Yes | 0,001 | 0,4 | 100,8 | 101,1 | 9,2 | 926 | 97,5 | 12 | 0,01 | 0,125 | 95,1 | 95,8 | 9,3 | 108 | 99,1 | 8 | 0,05 | 0,05 | 100,0 | 101,3 | 8,0 | 3 | 100,0 | 1 | [17 empty] | FV 2010-M4 | MV
Plant | 797 | Cyflufenamid | Cyflufenamid | WD - Plant |  | Reg. (EU) No 737/2014; Applicable from: 30.07.2014 | Cyflufenamid: sum of cyflufenamid (Z-isomer) and its E-isomer | 1A |  |  |  | MRM | MRM | Yes | Yes | 0,002 | 0,1 | 101,9 | 102,5 | 9,6 | 360 | 95,3 | 8 | 0,01 | 0,125 | 96,6 | 95,5 | 9,7 | 61 | 100,0 | 5 | 0,05 | 0,05 | 99,0 | 99,0 | 0 | 1 | 100,0 | 1
Plant | 1394 | DDAC | DDAC-C10 | WD - Plant |  | Reg. (EU) No 1119/2014; Applicable from: 12.11.2014 | Didecyldimethylammonium chloride (mixture of alkyl-quaternary ammonium salts with alkyl chain lengths of C8, C10 and C12) | Voluntary |  |  |  | MRM | MRM | No | Yes | 0,02 | 0,8 | 99,1 | 98,3 | 8,7 | 431 | 100,0 | 3 | 0,01 | 0,125 | 89,4 | 91,5 | 15,6 | 24 | 95,8 | 2 | [31 empty] | SRM-26 | For milk only
Plant | 163 | Diquat | Diquat | WD - Plant |  | Reg. (EU) 2016/1002; Applicable from: 14/01/2017 | Diquat | 2A | Especially relevant for potatoes, dried beans and cereals (e.g. barley, maize, oats); additionally relevant for some non-MACP commodities such as: sweet potatoes, various dry pulses (e.g. dry lentils, dry peas, soya beans), various oilseeds (e.g. borage s |  |  | SRM | SRM | No | Yes | [32 empty] | 0,01 | 0,4 | 105,8 | 106,0 | 14,6 | 414 | 80,4 | 11 | [7 empty] | SRM-09 | MD
Plant | 707 | Emamectin | Emamectin B1a | WD - Plant |  | Reg. (EU) No 293/2013; Applicable from: 06.04.2013 | Emamectin benzoate B1a, expressed as emamectin | 1A |  |  |  | MRM | No Data | No | Yes | 0,005 | 0,2 | 95,8 | 94,6 | 14,1 | 212 | 93,4 | 4 | 0,01 | 0,125 | 46,6 | 46,4 | 18,3 | 12 | 0 | 2 | 0,05 | 0,05 | 99,0 | 100,0 | 7,5 | 3 | 100,0 | 1
Plant | 470 | Etoxazole | Etoxazole | WD - Plant |  | Reg. (EU) 2016/1016; Applicable from: 19/01/2017 | Etoxazole | 1A |  |  |  | MRM | MRM | Yes | Yes | 0,002 | 0,1 | 99,9 | 99,5 | 9,3 | 228 | 98,7 | 4 | 0,01 | 0,1 | 79,9 | 79,1 | 5,4 | 11 | 90,9 | 2 | 0,05 | 0,05 | 86,0 | 92,4 | 15,2 | 5 | 100,0 | 1 | [17 empty] | FV 2014-M12 | MV | CF 16 | MV
Plant | 1281 | Fenpyrazamine | Fenpyrazamine | WD - Plant |  | Reg. (EU) 2016/1902; Applicable from: 24/11/2016 | Fenpyrazamine | 1B |  |  |  | MRM | No Data | Yes | Yes | 0,005 | 0,1 | 99,4 | 99,9 | 7,6 | 32 | 100,0 | 1 | [33 empty] | FV 2013-M9 | MV
Plant | 1596 | Fluensulfone | Fluensulfone | WD - Plant |  | / | / | yes | Relevant commodities: fruiting vegetables |  |  | No Data | No Data | No Data | Yes | [43 empty] | Method under development
Plant | 1194 | Fluxapyroxad | Fluxapyroxad | WD - Plant |  | Reg. (EU) 2016/486; Applicable from: 26/04/2016 | Fluxapyroxad | 1A |  |  |  | MRM | MRM | Yes | Yes | 0,005 | 0,1 | 102,3 | 102,3 | 6,5 | 93 | 100,0 | 3 | [8 empty] | 0,05 | 0,05 | 91,0 | 91,0 | 0 | 1 | 100,0 | 1 | [17 empty] | FV 2014-M12 | MV | CF 13 | MV
Plant | 1181 | Fosetyl | Fosetyl | WD - Plant |  | Reg. (EU) 2016/1003; Applicable from: 14/07/2016 | Fosetyl-Al (sum of fosetyl, phosphonic acid and their salts, expressed as fosetyl) | 2B |  |  |  | SRM | SRM | No | Yes | [32 empty] | 0,01 | 0,3 | 99,5 | 100,3 | 7,2 | 50 | 100,0 | 2 | [7 empty] | SRM-09
Plant |  | Fosetyl | Fosetyl (sum, following conversion to phosphonic acid) | WD - Plant |  | Reg. (EU) 2016/1003; Applicable from: 14/07/2016 | Fosetyl-Al (sum of fosetyl, phosphonic acid and their salts, expressed as fosetyl) | 2B
Plant | 1410 | Fosetyl | Phosphonic Acid | WD - Plant |  | Reg. (EU) 2016/1003; Applicable from: 14/07/2016 | Fosetyl-Al (sum of fosetyl, phosphonic acid and their salts, expressed as fosetyl) | 2B | [5 empty] | No Data | Yes | [32 empty] | 0,1 | 300 | 105,0 | 103,5 | 9,4 | 113 | 98,2 | 1 | [7 empty] | SRM-09
Plant | 241 | Glufosinate | Glufosinate | WD - Plant |  | Reg. (EU) 2016/1002; Applicable from: 14/01/2017 | Glufosinate-ammonium (sum of glufosinate, its salts, MPP and NAG expressed as glufosinate equivalents) | 2A | Especially relevant for apples, cultivated fungi, peaches/ nectarines, potatoes, strawberries and rice. Additionally relevant for some non-MACP commodities such as: celery, currants maize and soy beans. |  |  | SRM | SRM | No | Yes | [32 empty] | 0,02 | 0,1 | 96,0 | 100,0 | 11,5 | 33 | 93,9 | 1 | [7 empty] | SRM-09 | MD
Plant | 1197 | Glufosinate | MPPA (3-Methylphosphinicopropionic acid) | WD - Plant |  | Reg. (EU) 2016/1002; Applicable from: 14/01/2017 | Glufosinate-ammonium (sum of glufosinate, its salts, MPP and NAG expressed as glufosinate equivalents) | 2A | Especially relevant for apples, cultivated fungi, peaches/ nectarines, potatoes, strawberries and rice. Additionally relevant for some non-MACP commodities such as: celery, currants maize and soy beans. |  |  | SRM | SRM | No Data | Yes | [32 empty] | 0,02 | 0,1 | 86,5 | 88,3 | 16,0 | 30 | 96,7 | 1 | [7 empty] | SRM-09 | MD
Plant | 1245 | Glufosinate | NAG (N-Acetyl Glufosinate) | WD - Plant |  | Reg. (EU) 2016/1002; Applicable from: 14/01/2017 | Glufosinate-ammonium (sum of glufosinate, its salts, MPP and NAG expressed as glufosinate equivalents) | 2A | Especially relevant for apples, cultivated fungi, peaches/ nectarines, potatoes, strawberries and rice. Additionally relevant for some non-MACP commodities such as: celery, currants maize and soy beans. |  |  | SRM | SRM | No Data | Yes | [32 empty] | 0,02 | 0,1 | 101,0 | 102,0 | 8,2 | 24 | 100,0 | 1 | [7 empty] | SRM-09 | MD
Plant | 800 | Glyphosate | AMPA | WD - Plant |  | / | / |  | in soy bean |  |  | SRM | SRM | No | Yes | [32 empty] | 0,02 | 0,1 | 104,0 | 102,5 | 14,5 | 25 | 84,0 | 1 | [7 empty] | SRM-09 | MD
Plant | 242 | Glyphosate | Glyphosate | WD - Plant |  | Reg. (EU) No 293/2013; Applicable from: 06.04.2013 | Glyphosate |  | in soy bean |  |  | SRM | SRM | No | Yes | [32 empty] | 0,02 | 6 | 99,0 | 96,8 | 12,0 | 81 | 100,0 | 3 | [7 empty] | SRM-09 | MD
Plant | 242 | Glyphosate | Glyphosate | WD - Plant |  | Reg. (EU) No 293/2013; Applicable from: 06.04.2013 | Glyphosate |  | in soy bean |  |  | SRM | SRM | No | Yes | [32 empty] | 0,02 | 6 | 99,0 | 96,8 | 12,0 | 81 | 100,0 | 3 | [7 empty] | SRM-09 | MD
Plant | 1481 | Glyphosate | N-Acetyl Glyphosate | WD - Plant |  | / | / |  | in soy bean |  |  |  |  | No Data | No Data | [47 empty] | SRM-09 | MD
Plant | 244 | Guazatine | Guazatine | WD - Plant |  | Reg. (EU) 2015/1910; Applicable from: 13/05/2016 | Guazatine (guazatine acetate, sum of components) |  | Especially relevant for citrus fruits and cereals based on use pattern | Standard only available as mixtures (as Guazatine acetate salt) Important components not available as individual standards | as Guazatine acetate salt | SRM | No Data | No | No Data | [47 empty] | Method under development | Unfortunately the most important components of guazatine are not individually available as standards.
Plant | 1189 | Isopyrazam | Isopyrazam | WD - Plant |  | Reg. (EU) 2015/1101; Applicable from: 29.07.2015 | Isopyrazam | 1A |  |  |  | MRM | No Data | Yes | Yes | 0,01 | 0,1 | 100,0 | 101,3 | 12,6 | 136 | 89,0 | 2 | [35 empty] | CF 13 | MV
Plant | 1234 | Meptyldinocap | 2,4-DNOP-6-(1-Methyl Heptyl) | WD - Plant |  | Reg. (EU) No 441/2012; Applicable from: 14.06.2012 | Meptyldinocap (sum of 2,4 DNOPC and 2,4 DNOP expressed as meptyldinocap) |  | Especially relevant for melons, strawberries and table grapes |  |  | MRM | No Data | Yes | Yes | [47 empty] | Method under development | A method is currently being developed by the EURL-SRM for meptyldinocap (sum) and dinocap (sum)
Plant | 908 | Meptyldinocap | Meptyldinocap | WD - Plant |  | Reg. (EU) No 441/2012; Applicable from: 14.06.2012 | Meptyldinocap (sum of 2,4 DNOPC and 2,4 DNOP expressed as meptyldinocap) |  | Especially relevant for melons, strawberries and table grapes |  |  | MRM/SRM | MRM/SRM | Yes | Yes | 0,02 | 0,02 | 90,0 | 90,0 | 0 | 1 | 100,0 | 1 | [34 empty] | MV (LOQ 0.02 mg/kg) | CF 16 | MV (LOQ 0.02 mg/kg) |  |  | Method under development | A method is currently being developed by the EURL-SRM for meptyldinocap (sum) and dinocap (sum)
Plant | 1240 | Meptyldinocap | Meptyldinocap (sum) | WD - Plant |  | Reg. (EU) No 441/2012; Applicable from: 14.06.2012 | Meptyldinocap (sum of 2,4 DNOPC and 2,4 DNOP expressed as meptyldinocap) |  | Especially relevant for melons, strawberries and table grapes |  |  | MRM/SRM | No Data | [49 empty] | Method under development | A method is currently being developed by the EURL-SRM for meptyldinocap (sum) and dinocap (sum)
Plant | 720 | Metrafenone | Metrafenone | WD - Plant |  | Reg. (EU) 2016/567; Applicable from: 05/05/2016 | Metrafenone (F) | 1B |  |  |  | MRM | No Data | Yes | Yes | 0,001 | 0,3 | 100,0 | 100,5 | 8,3 | 584 | 98,3 | 9 | 0,01 | 0,1 | 87,1 | 86,4 | 9,5 | 81 | 93,8 | 5 | 0,05 | 0,05 | 90,0 | 92,2 | 8,9 | 5 | 100,0 | 1
Plant | 955 | Nicotine | Nicotine | WD - Plant |  | Regulation (EU) 2015/401; Applicable from: 01.11.2014 | Nicotine |  |  |  |  | MRM/SRM | MRM/SRM | Yes | Yes | 0,02 | 2,5 | 86,5 | 85,9 | 9,3 | 8 | 100,0 | 2 | [39 empty] | SRM-30 | MV
Plant | 586 | Novaluron | Novaluron | WD - Plant |  | Reg. (EU) No 441/2012; Applicable from: 14.06.2012 | Novaluron (F) | 1A |  |  |  | MRM | MRM | No | Yes | 0,002 | 0,5 | 99,6 | 99,4 | 12,4 | 497 | 93,8 | 5 | 0,01 | 0,125 | 87,4 | 92,6 | 46,9 | 14 | 78,6 | 3 | 0,05 | 0,05 | 103,0 | 103,0 | 0 | 1 | 100,0 | 1
Plant | 329 | Paraquat | Paraquat | WD - Plant |  | Reg. (EU) No 520/2011 ; Applicable from: 28.05.2011 | Paraquat |  |  |  |  | SRM | SRM | No | Yes | [32 empty] | 0,01 | 0,4 | 105,0 | 107,6 | 13,7 | 428 | 78,3 | 11
Plant | 1282 | Penflufen | Penflufen | WD - Plant |  | / | / | 1A |  |  |  | MRM |  | Yes | Yes | 0,01 | 0,1 | 103,6 | 105,5 | 10,4 | 153 | 88,9 | 2 | [35 empty] | CF 13 | MV
Plant | 1192 | Penthiopyrad | Penthiopyrad | WD - Plant |  | Reg. (EU) 2015/845; Applicable from: 24.06.2015 | Penthiopyrad | 1B |  |  |  | MRM | No Data | Yes | Yes | 0,01 | 0,1 | 102,0 | 105,4 | 10,7 | 147 | 87,8 | 2 | [35 empty] | CF 13 | MV
Plant | 349 | Phosphine | Phosphine | WD - Plant |  | Reg. (EC) No 149/2008; Applicable from: 01.09.2008 | Hydrogen phosphide (phosphides expressed as hydrogen phosphide) | 2A | Especially relevant for all cereals among the MACP commodities. (e.g. wheat, rye, oats, rice, barley). Additionally relevant for some non-MACP commodities such as: maize, nuts, oilseeds and dry pulses. |  |  | SRM | SRM | Yes | No Data | [47 empty] | SRM-18 | MV
Plant | 1462 | Prochloraz | BTS 40348 | WD - Plant |  | Reg. (EU) No 520/2011; Applicable from: 28.05.2011; 2,4,6-Trichlorophenol is sometimes analyzed redundantly, e.g. when detected by GC it mainly originates from thermal degradation of prochloraz and several other metabolites. If prochloraz and these metabo | Prochloraz (sum of prochloraz and its metabolites containing the 2,4,6-Trichlorophenol moiety expressed as prochloraz) |  | Especially relevant for apples, bananas, broccoli, cauliflowers, cereals, cultivated fungi, grapefruit, head cabbage, kiwi, lettuce, melons, onions, oranges, pears, peppers (sweet), potatoes, strawberries, rice, table grapes, tomatoes and wheat. Additiona |  |  | MRM |  | Yes | Yes | 0,005 | 0,1 | 98,0 | 99,7 | 8,0 | 24 | 95,8 | 1
Plant | 1362 | Prochloraz | BTS 44595 | WD - Plant |  | Reg. (EU) No 520/2011; Applicable from: 28.05.2011; 2,4,6-Trichlorophenol is sometimes analyzed redundantly, e.g. when detected by GC it mainly originates from thermal degradation of prochloraz and several other metabolites. If prochloraz and these metabo | Prochloraz (sum of prochloraz and its metabolites containing the 2,4,6-Trichlorophenol moiety expressed as prochloraz) |  | Especially relevant for apples, bananas, broccoli, cauliflowers, cereals, cultivated fungi, grapefruit, head cabbage, kiwi, lettuce, melons, onions, oranges, pears, peppers (sweet), potatoes, strawberries, rice, table grapes, tomatoes and wheat. Additiona |  |  | MRM | No Data | No | Yes | 0,005 | 0,1 | 94,0 | 94,2 | 11,0 | 48 | 97,9 | 1 | 0,01 | 0,1 | 76,8 | 74,5 | 7,3 | 10 | 70,0 | 1
Plant | 1363 | Prochloraz | BTS 44596 | WD - Plant |  | Reg. (EU) No 520/2011; Applicable from: 28.05.2011; 2,4,6-Trichlorophenol is sometimes analyzed redundantly, e.g. when detected by GC it mainly originates from thermal degradation of prochloraz and several other metabolites. If prochloraz and these metabo | Prochloraz (sum of prochloraz and its metabolites containing the 2,4,6-Trichlorophenol moiety expressed as prochloraz) |  | Especially relevant for apples, bananas, broccoli, cauliflowers, cereals, cultivated fungi, grapefruit, head cabbage, kiwi, lettuce, melons, onions, oranges, pears, peppers (sweet), potatoes, strawberries, rice, table grapes, tomatoes and wheat. Additiona |  |  | MRM | No Data | No | Yes | 0,005 | 0,1 | 99,4 | 95,7 | 19,0 | 38 | 86,8 | 1 | 0,01 | 0,1 | 91,4 | 90,4 | 7,5 | 9 | 100,0 | 1
Plant | 1364 | Prochloraz | BTS 9608 | WD - Plant |  | Reg. (EU) No 520/2011; Applicable from: 28.05.2011; 2,4,6-Trichlorophenol is sometimes analyzed redundantly, e.g. when detected by GC it mainly originates from thermal degradation of prochloraz and several other metabolites. If prochloraz and these metabo | Prochloraz (sum of prochloraz and its metabolites containing the 2,4,6-Trichlorophenol moiety expressed as prochloraz) |  | Especially relevant for apples, bananas, broccoli, cauliflowers, cereals, cultivated fungi, grapefruit, head cabbage, kiwi, lettuce, melons, onions, oranges, pears, peppers (sweet), potatoes, strawberries, rice, table grapes, tomatoes and wheat. Additiona |  |  | MRM | No Data | No | Yes | 0,005 | 0,2 | 94,2 | 73,0 | 45,9 | 32 | 53,1 | 1 | 0,01 | 0,1 | 95,7 | 98,8 | 8,2 | 10 | 100,0 | 1
Plant | 358 | Prochloraz | Prochloraz | WD - Plant |  | Reg. (EU) No 520/2011; Applicable from: 28.05.2011; 2,4,6-Trichlorophenol is sometimes analyzed redundantly, e.g. when detected by GC it mainly originates from thermal degradation of prochloraz and several other metabolites. If prochloraz and these metabo | Prochloraz (sum of prochloraz and its metabolites containing the 2,4,6-Trichlorophenol moiety expressed as prochloraz) |  | Especially relevant for apples, bananas, broccoli, cauliflowers, cereals, cultivated fungi, grapefruit, head cabbage, kiwi, lettuce, melons, onions, oranges, pears, peppers (sweet), potatoes, strawberries, rice, table grapes, tomatoes and wheat. Additiona |  |  | MRM | SRM | Difficult | Yes | 0,002 | 1 | 99,0 | 98,7 | 10,3 | 1058 | 97,8 | 9 | 0,01 | 0,125 | 84,7 | 85,3 | 9,9 | 110 | 98,2 | 7 | 0,05 | 0,05 | 121,0 | 121,2 | 8,1 | 11 | 36,4 | 1 | 0,1 | 0,5 | 66,0 | 67,8 | 13,7 | 31 | 29,0 | 1 | [9 empty] | FV 2010-M1, M4, FV 2014-M11, M12, M15, M16 | MV | CF S3; CF 14; CF 12; CF 5; CF 17 | MV |  |  | SRM-19 | OB
Plant |  | Prochloraz | Prochloraz (sum; following hydrolysis to 2,4,6-Trichlorophenol) | WD - Plant |  | Reg. (EU) No 520/2011; Applicable from: 28.05.2011; 2,4,6-Trichlorophenol is sometimes analyzed redundantly, e.g. when detected by GC it mainly originates from thermal degradation of prochloraz and several other metabolites. If prochloraz and these metabo | Prochloraz (sum of prochloraz and its metabolites containing the 2,4,6-Trichlorophenol moiety expressed as prochloraz) |  | Especially relevant for apples, bananas, broccoli, cauliflowers, cereals, cultivated fungi, grapefruit, head cabbage, kiwi, lettuce, melons, onions, oranges, pears, peppers (sweet), potatoes, strawberries, rice, table grapes, tomatoes and wheat. Additiona
Plant | 821 | Proquinazid | Proquinazid | WD - Plant |  | Reg. (EU) 2016/1003; Applicable from: 14/07/2016 | Proquinazid (R) | 1A |  |  |  | MRM | MRM | Yes | Yes | 0,002 | 0,24 | 94,3 | 94,1 | 13,0 | 512 | 95,7 | 9 | 0,01 | 0,1 | 52,6 | 52,5 | 12,0 | 57 | 0 | 5 | 0,05 | 0,05 | 116,0 | 116,0 | 0 | 1 | 100,0 | 1
Plant | 767 | Pyrethrins | Cinerin I | WD - Plant |  | Reg. (EC) No 149/2008; Applicable from: 01.09.2008 | Pyrethrins | 2A | Especially relevant for all kinds of fruits, vegetables and cereals within the EU MACP scope. Additionally relevant for several non-MACP commodities such as: currants, fresh herbs (e.g. basil), nuts (e.g. almonds, coconuts, hazelnuts), pineapples, pomegra |  |  | MRM/SRM | MRM/SRM | Difficult | Yes | 0,01 | 0,2 | 92,0 | 92,3 | 15,8 | 95 | 92,6 | 3 | 0,05 | 0,1 | 82,3 | 84,0 | 9,2 | 9 | 100,0 | 1 | 0,05 | 0,05 | 97,0 | 97,0 | 0 | 1 | 100,0 | 1
Plant | 768 | Pyrethrins | Cinerin II | WD - Plant |  | Reg. (EC) No 149/2008; Applicable from: 01.09.2008 | Pyrethrins | 2A | Especially relevant for all kinds of fruits, vegetables and cereals within the EU MACP scope. Additionally relevant for several non-MACP commodities such as: currants, fresh herbs (e.g. basil), nuts (e.g. almonds, coconuts, hazelnuts), pineapples, pomegra |  |  | MRM/SRM | MRM/SRM | Difficult | Yes | 0,01 | 0,2 | 93,0 | 92,7 | 10,4 | 99 | 97,0 | 3 | 0,05 | 0,1 | 84,9 | 85,3 | 8,4 | 10 | 100,0 | 1 | 0,05 | 0,05 | 85,5 | 85,5 | 19,0 | 2 | 100,0 | 1
Plant | 769 | Pyrethrins | Jasmolin I | WD - Plant |  | Reg. (EC) No 149/2008; Applicable from: 01.09.2008 | Pyrethrins | 2A | Especially relevant for all kinds of fruits, vegetables and cereals within the EU MACP scope. Additionally relevant for several non-MACP commodities such as: currants, fresh herbs (e.g. basil), nuts (e.g. almonds, coconuts, hazelnuts), pineapples, pomegra |  |  | MRM/SRM | MRM/SRM | Difficult | Yes | 0,01 | 0,2 | 89,0 | 88,6 | 16,4 | 100 | 86,0 | 3 | 0,05 | 0,1 | 83,7 | 87,1 | 10,7 | 9 | 100,0 | 1 | 0,05 | 0,05 | 119,5 | 119,5 | 3,0 | 2 | 50,0 | 1
Plant | 770 | Pyrethrins | Jasmolin II | WD - Plant |  | Reg. (EC) No 149/2008; Applicable from: 01.09.2008 | Pyrethrins | 2A | Especially relevant for all kinds of fruits, vegetables and cereals within the EU MACP scope. Additionally relevant for several non-MACP commodities such as: currants, fresh herbs (e.g. basil), nuts (e.g. almonds, coconuts, hazelnuts), pineapples, pomegra |  |  | MRM/SRM | MRM/SRM | Difficult | Yes | 0,01 | 0,2 | 88,7 | 87,5 | 15,8 | 94 | 89,4 | 3 | 0,1 | 0,1 | 106,4 | 101,7 | 16,0 | 5 | 80,0 | 1 | 0,05 | 0,05 | 125,0 | 125,0 | 1,1 | 2 | 0 | 1
Plant | 765 | Pyrethrins | Pyrethrin I | WD - Plant |  | Reg. (EC) No 149/2008; Applicable from: 01.09.2008 | Pyrethrins | 2A | Especially relevant for all kinds of fruits, vegetables and cereals within the EU MACP scope. Additionally relevant for several non-MACP commodities such as: currants, fresh herbs (e.g. basil), nuts (e.g. almonds, coconuts, hazelnuts), pineapples, pomegra |  |  | MRM/SRM | MRM/SRM | Difficult | Yes | 0,004 | 1,12 | 94,2 | 93,1 | 11,7 | 166 | 97,0 | 4 | 0,05 | 0,1 | 88,4 | 87,6 | 5,2 | 10 | 100,0 | 1 | 0,05 | 0,05 | 116,5 | 116,5 | 15,2 | 2 | 50,0 | 1
Plant | 766 | Pyrethrins | Pyrethrin II | WD - Plant |  | Reg. (EC) No 149/2008; Applicable from: 01.09.2008 | Pyrethrins | 2A | Especially relevant for all kinds of fruits, vegetables and cereals within the EU MACP scope. Additionally relevant for several non-MACP commodities such as: currants, fresh herbs (e.g. basil), nuts (e.g. almonds, coconuts, hazelnuts), pineapples, pomegra |  |  | MRM/SRM | MRM/SRM | Difficult | Yes | 0,004 | 0,46 | 94,1 | 92,1 | 11,7 | 156 | 96,8 | 4 | 0,05 | 0,1 | 97,6 | 97,5 | 7,2 | 15 | 100,0 | 1 | 0,05 | 0,05 | 93,5 | 93,5 | 2,3 | 2 | 100,0 | 1
Plant | 844 | Pyridalyl | Pyridalyl | WD - Plant |  | Reg. (EC) No 1050/2009; Applicable from: 07.11.2009 | Pyridalyl | 1A |  |  |  | MRM | No Data | Yes | Yes | 0,002 | 0,1 | 97,0 | 95,3 | 14,9 | 180 | 91,7 | 4 | 0,01 | 0,1 | 59,5 | 60,8 | 10,2 | 11 | 9,1 | 2
Plant | 1286 | Pyriofenone | Pyriofenone | WD - Plant |  | Reg. (EU) 2016/1; Applicable from: 25/01/2016 | Pyriofenone | 1A |  | No standard available |  | No Data | No Data | No Data | Yes | 0,05 | 0,05 | 98,0 | 97,4 | 3,3 | 10 | 100,0 | 1 | [39 empty] | Succesfull validation | Succesfull validation by using QuEChERS at 0,05 mg/kg in lettuce, currants and pork meat. More data within EURL-DataPool. 0.01 mg/kg assumed to be achievable
Plant | 1111 | Spinetoram | Spinetoram | WD - Plant |  | Reg. (EU) 2016/46; Applicable from: 08/02/2016 | Spinetoram (XDE-175) | 1A |  |  |  | MRM | No Data | No | Yes | 0,001 | 0,1 | 100,7 | 101,0 | 9,7 | 54 | 96,3 | 3 | 0,01 | 0,125 | 59,0 | 56,4 | 16,8 | 12 | 8,3 | 2 | 0,05 | 0,05 | 97,0 | 97,3 | 10,8 | 3 | 100,0 | 1
Plant | 1176 | Spirotetramat | BYI 03380-enol | WD - Plant |  | Reg. (EU) 2015/845; Applicable from: 24.06.2015 | Spirotetramat and its 4 metabolites BYI08330-enol, BYI08330-ketohydroxy, BYI08330-monohydroxy, and BYI08330 enol-glucoside, expressed as spirotetramat (R) | 1B |  |  |  | MRM | No Data | Yes | Yes | 0,005 | 0,1 | 79,2 | 80,3 | 17,5 | 39 | 79,5 | 2 | 0,1 | 0,1 | 15,0 | 15,2 | 2,5 | 3 | 0 | 1
Plant | 1179 | Spirotetramat | BYI 03380-enol-glucoside | WD - Plant |  | Reg. (EU) 2015/845; Applicable from: 24.06.2015 | Spirotetramat and its 4 metabolites BYI08330-enol, BYI08330-ketohydroxy, BYI08330-monohydroxy, and BYI08330 enol-glucoside, expressed as spirotetramat (R) | 1B |  |  |  | MRM | No Data | No | Yes | 0,005 | 0,1 | 91,1 | 89,8 | 12,7 | 22 | 95,5 | 2
Plant | 1177 | Spirotetramat | BYI 03380-ketohydroxy | WD - Plant |  | Reg. (EU) 2015/845; Applicable from: 24.06.2015 | Spirotetramat and its 4 metabolites BYI08330-enol, BYI08330-ketohydroxy, BYI08330-monohydroxy, and BYI08330 enol-glucoside, expressed as spirotetramat (R) | 1B |  |  |  | MRM | No Data | Yes | Yes | 0,005 | 0,1 | 96,5 | 95,6 | 9,1 | 43 | 100,0 | 2 | 0,1 | 0,1 | 84,3 | 83,0 | 4,4 | 5 | 100,0 | 1
Plant | 1178 | Spirotetramat | BYI 03380-monohydroxy | WD - Plant |  | Reg. (EU) 2015/845; Applicable from: 24.06.2015 | Spirotetramat and its 4 metabolites BYI08330-enol, BYI08330-ketohydroxy, BYI08330-monohydroxy, and BYI08330 enol-glucoside, expressed as spirotetramat (R) | 1B |  |  |  | MRM | No Data | Yes | Yes | 0,005 | 0,1 | 101,4 | 97,8 | 10,5 | 47 | 95,7 | 2 | 0,01 | 0,1 | 98,1 | 100,7 | 5,2 | 10 | 100,0 | 1
Plant | 1036 | Spirotetramat | Spirotetramat | WD - Plant |  | Reg. (EU) 2015/845; Applicable from: 24.06.2015 | Spirotetramat and its 4 metabolites BYI08330-enol, BYI08330-ketohydroxy, BYI08330-monohydroxy, and BYI08330 enol-glucoside, expressed as spirotetramat (R) | 1B |  |  |  | MRM | No Data | Yes | Yes | 0,005 | 0,1 | 99,2 | 99,3 | 13,7 | 62 | 90,3 | 3 | 0,01 | 0,1 | 91,8 | 93,5 | 7,2 | 10 | 100,0 | 1 | [25 empty] | FV 2014-M12 | MV | CF 16; CF 18 | MV
Plant | 1191 | Sulfoxaflor | Sulfoxaflor (sum of isomers) | WD - Plant |  | Reg. (EU) 2016/1; Applicable from: 25/01/2016 | Sulfoxaflor (sum of isomers) | 1B |  |  |  | MRM | No Data | Yes | Yes | 0,01 | 0,1 | 106,0 | 105,1 | 6,5 | 22 | 100,0 | 1
Plant | 444 | Triclopyr | Triclopyr | WD - Plant |  | Reg. (EU) No 750/2010; Applicable from: 22.08.2010 | Triclopyr |  | Relevant for oranges, mandarins, apples, pears; Especially relevant for bananas, kiwi, pears, oranges, strawberries and table grapes. Additionally relevant for some non-MACP commodities such as: apricots, mandarins/clementines, lemons, limes and plums |  |  | MRM/SRM | No Data | No | Yes | 0,002 | 0,5 | 99,0 | 98,1 | 10,3 | 1115 | 98,1 | 9 | 0,01 | 0,125 | 96,9 | 96,1 | 8,7 | 20 | 100,0 | 2 | [25 empty] | FV 2014-M11 | MV |  |  |  |  | SRM-02 | OB; Succesfull validation by EURL-SRM using QuEChERS without PSA cleanup in grape, maize and cucumber at 0.01 mg/kg each. More data on various commodities wihin the EURL-DataPool.
Plant | 445 | Tricyclazole | Tricyclazole | WD - Plant |  | Reg. (EC) No 149/2008; Applicable from: 01.09.2008 | Tricyclazole | 1B |  |  |  | MRM | MRM | Yes | Yes | 0,002 | 2,5 | 91,0 | 87,6 | 17,2 | 361 | 87,5 | 6 | 0,1 | 0,125 | 97,7 | 97,5 | 5,8 | 6 | 100,0 | 2
Plant | 1587 | Tritosulfuron | AMTT | WD - Plant |  | Reg. (EU) 2016/1002; Applicable from: 14/01/2017 | 2-amino-4-methoxy-6-(trifluormethyl)-1,3,5-triazine (AMTT), resulting from the use of tritosulfuron (F) |  |  |  |  | No Data | No Data | No Data | Yes | 0,002 | 0,02 | 97,1 | 99,3 | 9,4 | 15 | 100,0 | 1 | [40 empty] | Using the QuEChERS and a high-end LC-MS/MS instrument successfully validated by EURL-SRM at 0.002 mg/kg in whole-wheat flour. Using standard LC-MS/MS equipment validated at 0.02 mg/kg in whole wheat flour.
Plant | 886 | Tritosulfuron | Tritosulfuron | WD - Plant |  | Reg. (EU) 2016/1002; Applicable from: 14/01/2017 | Tritosulfuron |  | Especially relevant for rice, wheat, rye and oats |  |  | MRM/SRM | No Data | No | Yes | 0,01 | 0,1 | 95,0 | 95,1 | 17,3 | 234 | 87,6 | 3 | 0,01 | 0,125 | 92,0 | 83,4 | 35,1 | 10 | 90,0 | 2 | [26 empty] | MV (LOQ 0.01 mg/kg) | CF 13 | MV (LOQ 0.01 mg/kg)
Animal | 10 | Aldrin | Aldrin | MACP - Animal (2017) |  | Reg. (EC) No 839/2008; Applicable from: 01.09.2008 | Aldrin and Dieldrin (Aldrin and dieldrin combined expressed as dieldrin) (F) | Obligatory | All (see "Products to be sampled in 2017"-sheet) |  |  | MRM | MRM | Yes | No | [45 empty] | EN1528
Animal | 146 | Aldrin | Dieldrin | MACP - Animal (2017) |  | Reg. (EC) No 839/2008; Applicable from: 01.09.2008 | Aldrin and Dieldrin (Aldrin and dieldrin combined expressed as dieldrin) (F) | Obligatory | All (see "Products to be sampled in 2017"-sheet) |  |  | MRM | MRM | Yes | No | [45 empty] | EN1528
Animal | 41 | Bifenthrin | Bifenthrin | MACP - Animal (2017) |  | Reg. (EU) No 441/2012; Applicable from: 14.06.2012 | Bifenthrin (F) | Obligatory | All (see "Products to be sampled in 2017"-sheet) |  |  | MRM | MRM | Yes | Yes | [45 empty] | EN1528
Animal | 834 | Chlordane | Chlordane, cis- | MACP - Animal (2017) |  | Reg. (EC) No 149/2008; Applicable from: 01/09/2008 | Chlordane - code 1000000: Sum of cis- and trans-isomers and oxychlordane expressed as chlordane | Obligatory | All (see "Products to be sampled in 2017"-sheet) |  |  | MRM | MRM | Yes | No | [45 empty] | EN1528
Animal | 1006 | Chlordane | Chlordane, trans- | MACP - Animal (2017) |  | Reg. (EC) No 149/2008; Applicable from: 01/09/2008 | Chlordane - code 1000000: Sum of cis- and trans-isomers and oxychlordane expressed as chlordane | Obligatory | All (see "Products to be sampled in 2017"-sheet) |  |  | MRM | MRM | Yes | No | [45 empty] | EN1528
Animal | 552 | Chlordane | Oxychlordane | MACP - Animal (2017) |  | Reg. (EC) No 149/2008; Applicable from: 01/09/2008 | Chlordane - code 1000000: Sum of cis- and trans-isomers and oxychlordane expressed as chlordane | Obligatory | All (see "Products to be sampled in 2017"-sheet) |  |  | MRM | MRM | Yes | No Data | [45 empty] | EN1528
Animal | 89 | Chlorpyrifos | Chlorpyrifos | MACP - Animal (2017) |  | Reg. (EU) 2016/60; Applicable from: 10.08.2016 | Chlorpyrifos (F) | Obligatory | All (see "Products to be sampled in 2017"-sheet) |  |  | MRM | MRM | Yes | Yes | [45 empty] | EN1528
Animal | 90 | Chlorpyrifos-Methyl | Chlorpyrifos-Methyl | MACP - Animal (2017) |  | Reg. (EC) No 839/2008; Applicable from: 01.09.2008 | Chlorpyrifos-methyl (F) | Obligatory | All (see "Products to be sampled in 2017"-sheet) |  |  | MRM | MRM | Yes | Yes | [45 empty] | EN1528
Animal | 12 | Cypermethrin | Alphamethrin | MACP - Animal (2017) |  | Reg. (EU) No 520/2011 ; Applicable from: 28.05.2011 | Cypermethrin (cypermethrin including other mixtures of constituent isomers (sum of isomers)) (F) | Obligatory | All (see "Products to be sampled in 2017"-sheet) |  |  | MRM | MRM | Yes | Yes | [45 empty] | EN1528
Animal | 1317 | Cypermethrin | Beta-Cypermethrin | MACP - Animal (2017) |  | Reg. (EU) No 520/2011 ; Applicable from: 28.05.2011 | Cypermethrin (cypermethrin including other mixtures of constituent isomers (sum of isomers)) (F) | Obligatory | All (see "Products to be sampled in 2017"-sheet) |  |  | MRM | MRM | Yes | Yes | [45 empty] | EN1528
Animal | 117 | Cypermethrin | Cypermethrin (sum) | MACP - Animal (2017) |  | Reg. (EU) No 520/2011 ; Applicable from: 28.05.2011 | Cypermethrin (cypermethrin including other mixtures of constituent isomers (sum of isomers)) (F) | Obligatory | All (see "Products to be sampled in 2017"-sheet) |  |  | MRM | MRM | Yes | Yes | [45 empty] | EN1528
Animal | 1319 | Cypermethrin | Zeta-Cypermethrin | MACP - Animal (2017) |  | Reg. (EU) No 520/2011 ; Applicable from: 28.05.2011 | Cypermethrin (cypermethrin including other mixtures of constituent isomers (sum of isomers)) (F) | Obligatory | All (see "Products to be sampled in 2017"-sheet) |  |  | MRM | MRM | Yes | Yes | [45 empty] | EN1528
Animal | 682 | DDT | DDD, p,p- | MACP - Animal (2017) |  | Reg. (EC) No 149/2008; Applicable from: 01/09/2008 | DDT (sum of p,p´-DDT, o,p´-DDT, p-p´-DDE and p,p´-TDE (DDD) expressed as DDT) (F) | Obligatory | All (see "Products to be sampled in 2017"-sheet) |  |  | MRM | MRM | Yes | No | [45 empty] | EN1528
Animal | 678 | DDT | DDE, p,p- | MACP - Animal (2017) |  | Reg. (EC) No 149/2008; Applicable from: 01/09/2008 | DDT (sum of p,p´-DDT, o,p´-DDT, p-p´-DDE and p,p´-TDE (DDD) expressed as DDT) (F) | Obligatory | All (see "Products to be sampled in 2017"-sheet) |  |  | MRM | MRM | Yes | No | [45 empty] | EN1528
Animal | 679 | DDT | DDT, o,p- | MACP - Animal (2017) |  | Reg. (EC) No 149/2008; Applicable from: 01/09/2008 | DDT (sum of p,p´-DDT, o,p´-DDT, p-p´-DDE and p,p´-TDE (DDD) expressed as DDT) (F) | Obligatory | All (see "Products to be sampled in 2017"-sheet) |  |  | MRM | MRM | Yes | No | [45 empty] | EN1528
Animal | 680 | DDT | DDT, p,p- | MACP - Animal (2017) |  | Reg. (EC) No 149/2008; Applicable from: 01/09/2008 | DDT (sum of p,p´-DDT, o,p´-DDT, p-p´-DDE and p,p´-TDE (DDD) expressed as DDT) (F) | Obligatory | All (see "Products to be sampled in 2017"-sheet) |  |  | MRM | MRM | Yes | No | [45 empty] | EN1528
Animal | 124 | Deltamethrin | Deltamethrin | MACP - Animal (2017) |  | Reg. (EU) No 441/2012; Applicable from: 14.06.2012 | Deltamethrin (cis-deltamethrin) (F) | Obligatory | All (see "Products to be sampled in 2017"-sheet) |  |  | MRM | MRM | Yes | Yes | [45 empty] | EN1528
Animal | 131 | Diazinon | Diazinon | MACP - Animal (2017) |  | Reg. (EU) No 834/2013; Applicable from: 26.04.2013 | Diazinon (F) | Obligatory | All (see "Products to be sampled in 2017"-sheet) |  |  | MRM | MRM | Yes | Yes | [45 empty] | EN1528
Animal | 670 | Endosulfan | Endosulfan, alpha- | MACP - Animal (2017) |  | Reg. (EU) No 310/2011; Applicable from: 21.10.2011 | Endosulfan (sum of alpha- and beta-isomers and endosulfan-sulphate expresses as endosulfan) (F) | Obligatory | All (see "Products to be sampled in 2017"-sheet) |  |  | MRM | MRM | Yes | No | [45 empty] | EN1528
Animal | 671 | Endosulfan | Endosulfan, beta- | MACP - Animal (2017) |  | Reg. (EU) No 310/2011; Applicable from: 21.10.2011 | Endosulfan (sum of alpha- and beta-isomers and endosulfan-sulphate expresses as endosulfan) (F) | Obligatory | All (see "Products to be sampled in 2017"-sheet) |  |  | MRM | MRM | Yes | No | [45 empty] | EN1528
Animal | 639 | Endosulfan | Endosulfansulfate | MACP - Animal (2017) |  | Reg. (EU) No 310/2011; Applicable from: 21.10.2011 | Endosulfan (sum of alpha- and beta-isomers and endosulfan-sulphate expresses as endosulfan) (F) | Obligatory | All (see "Products to be sampled in 2017"-sheet) |  |  | MRM | MRM | Yes | Yes | [45 empty] | EN1528
Animal | 186 | Famoxadone | Famoxadone | MACP - Animal (2017) |  | Reg. (EU) No 1146/2014; Applicable from: 18.05.2015 | Famoxadone (F) | Obligatory | All (see "Products to be sampled in 2017"-sheet) |  |  | MRM | MRM | Difficult | Yes | [45 empty] | EUPT AO 09 | Cream: EUPT AO 07
Animal | 745 | Fenvalerate | Fenvalerate/Esfenvalerate (RR/SS) | MACP - Animal (2017) |  | Regulation (EU) 2015/399; Applicable from: 03/04/2015 | Fenvalerate (any ratio of constituent isomers (RR, SS, RS & SR) including esfenvalerate) (F) (R) | Obligatory | All (see "Products to be sampled in 2017"-sheet) |  |  | MRM | MRM | Yes | Difficult | [45 empty] | EN1528
Animal | 208 | Fenvalerate | Fenvalerate/Esfenvalerate (RR/SS/RS/SR) | MACP - Animal (2017) |  | Regulation (EU) 2015/399; Applicable from: 03/04/2015 | Fenvalerate (any ratio of constituent isomers (RR, SS, RS & SR) including esfenvalerate) (F) (R) | Obligatory | All (see "Products to be sampled in 2017"-sheet) |  |  | MRM | MRM | Yes | Difficult | [45 empty] | EN1528
Animal | 746 | Fenvalerate | Fenvalerate/Esfenvalerate (RS/SR) | MACP - Animal (2017) |  | Regulation (EU) 2015/399; Applicable from: 03/04/2015 | Fenvalerate (any ratio of constituent isomers (RR, SS, RS & SR) including esfenvalerate) (F) (R) | Obligatory | All (see "Products to be sampled in 2017"-sheet) |  |  | MRM | MRM | Yes | Difficult | [45 empty] | EN1528
Animal | 672 | HCH | HCH, alpha- | MACP - Animal (2017) |  | Reg. (EC) No 149/2008; Applicable from: 01.09.2008 | Hexachlorociclohexane (HCH), sum of isomers, except the gamma isomer | Obligatory | All (see "Products to be sampled in 2017"-sheet) |  |  | MRM | MRM | Yes | No | [45 empty] | EN1528
Animal | 673 | HCH | HCH, beta- | MACP - Animal (2017) |  | Reg. (EC) No 149/2008; Applicable from: 01.09.2008 | Hexachlorociclohexane (HCH), sum of isomers, except the gamma isomer | Obligatory | All (see "Products to be sampled in 2017"-sheet) |  |  | MRM | MRM | Yes | No | [45 empty] | EN1528
Animal | 248 | HCH, gamma- | HCH, gamma- | MACP - Animal (2017) |  | Reg. (EC) No 149/2008; Applicable from: 01.09.2008 | Lindane (Gamma-isomer of hexachlorociclohexane (HCH)) (F) | Obligatory | All (see "Products to be sampled in 2017"-sheet) |  |  | MRM | MRM | Yes | No | [45 empty] | EN1528
Animal | 669 | Heptachlor | Heptachlor | MACP - Animal (2017) |  | Reg. (EC) No 149/2008; Applicable from: 01.09.2008 | Heptachlor (sum of heptachlor and heptachlor epoxide expressed as heptachlor) (F) | Obligatory | All (see "Products to be sampled in 2017"-sheet) |  |  | MRM | MRM | Yes | No | [45 empty] | EN1528
Animal | 675 | Heptachlor | Heptachlorepoxid, cis- | MACP - Animal (2017) |  | Reg. (EC) No 149/2008; Applicable from: 01.09.2008 | Heptachlor (sum of heptachlor and heptachlor epoxide expressed as heptachlor) (F) | Obligatory | All (see "Products to be sampled in 2017"-sheet) |  |  | MRM | MRM | Yes | No | [45 empty] | EN1528
Animal | 676 | Heptachlor | Heptachlorepoxid, trans- | MACP - Animal (2017) |  | Reg. (EC) No 149/2008; Applicable from: 01.09.2008 | Heptachlor (sum of heptachlor and heptachlor epoxide expressed as heptachlor) (F) | Obligatory | All (see "Products to be sampled in 2017"-sheet) |  |  | MRM | MRM | Yes | No | [45 empty] | EN1528
Animal | 246 | Hexachlorobenzene | Hexachlorobenzene | MACP - Animal (2017) |  | Reg. (EC) No 149/2008; Applicable from: 01.09.2008 | Hexachlorobenzene (F) | Obligatory | All (see "Products to be sampled in 2017"-sheet) |  |  | MRM | MRM | Yes | No | [45 empty] | EN1528
Animal | 257 | Indoxacarb | Indoxacarb | MACP - Animal (2017) |  | Reg. (EU) 2015/845; Applicable from: 24.06.2015 | Indoxacarb (sum of indoxacarb and its R enantiomer) (F) | Obligatory | All (see "Products to be sampled in 2017"-sheet) |  |  | MRM | MRM | Yes | Yes | [45 empty] | EUPT AO 09 | Cream EUPT AO 07
Animal | 298 | Methoxychlor | Methoxychlor | MACP - Animal (2017) |  | Reg. (EC) No 149/2008; Applicable from: 01.09.2008 | Methoxychlor (F) | Obligatory | All (see "Products to be sampled in 2017"-sheet) |  |  | MRM | MRM | Yes | No | [45 empty] | EN1528
Animal | 330 | Parathion | Parathion | MACP - Animal (2017) |  | Reg. (EC) No 839/2008; Applicable from: 01.09.2008 | Parathion (F) | Obligatory | All (see "Products to be sampled in 2017"-sheet) |  |  | MRM | MRM | Yes | Yes | [45 empty] | EN1528
Animal | 340 | Permethrin | Permethrin (sum) | MACP - Animal (2017) |  | Reg. (EC) No 839/2008; Applicable from: 01.09.2008 | Permethrin (sum of isomers) | Obligatory | All (see "Products to be sampled in 2017"-sheet) |  |  | MRM | MRM | Yes | Yes | [45 empty] | EN1528
Animal | 1318 | Permethrin | Permethrin, cis- | MACP - Animal (2017) |  | Reg. (EC) No 839/2008; Applicable from: 01.09.2008 | Permethrin (sum of isomers) | Obligatory | All (see "Products to be sampled in 2017"-sheet) |  |  | MRM | MRM | Yes | Yes | [45 empty] | EN1528
Animal | 1335 | Permethrin | Permethrin, trans- | MACP - Animal (2017) |  | Reg. (EC) No 839/2008; Applicable from: 01.09.2008 | Permethrin (sum of isomers) | Obligatory | All (see "Products to be sampled in 2017"-sheet) |  |  | MRM | MRM | Yes | Yes | [45 empty] | EN1528
Animal | 355 | Pirimiphos-Methyl | Pirimiphos-Methyl | MACP - Animal (2017) |  | Reg. (EU) No 2016/53; Applicable from: 09/08/2016 | Pirimiphos-methyl (F) | Obligatory | All (see "Products to be sampled in 2017"-sheet) |  |  | MRM | MRM | Yes | Yes | [45 empty] | EN1528
Animal | 1506 | Aminocyclopyrachlor | Aminocyclopyrachlor | WD - Animal |  | Reg. (EC) No 149/2008; Applicable from: 01.09.2008 | Amitraz (amitraz including the metabolites containing the 2,4 -dimethylaniline moiety expressed as amitraz |  | Relevant commodities animal fat, milk, liver and kidney | was available at Sigma but product canceled: http://www.sigmaaldrich.com/catalog/product/sial/32276?lang=de&region=DE |  | No Data |  | Yes | Yes | [48 empty] | Using standard provided by industry successfully validated by EURL-SRM using QuPPe method at 0.01 mg/kg in fresh mint, lemon and cucumber. Validations in products of animal origin are pending
Animal | 23 | Azinphos | Azinphos-ethyl | WD - Animal |  | Reg. (EC) No 149/2008; Applicable from: 01.09.2008 | Azinphos-ethyl (F) | 1B | Relevant for animal muscle and fat. |  |  | MRM | MRM | Difficult | Yes | [45 empty] | EN1528 | Quechers-AO
Animal | 1396 | Benzalkonium Chloride (sum) | Benzalkonium Chloride n-C10 | WD - Animal |  | Reg. (EU) No 1119/2014; Applicable from: 12.11.2014 | Benzalkonium chloride (mixture of alkylbenzyldimethylammonium chlorides with alkyl chain lengths of C8, C10, C12, C14, C16 and C18) | Voluntary |  |  |  | MRM | MRM | No | Yes | [47 empty] | SRM-27 | For milk only
Animal | 1395 | Benzalkonium Chloride (sum) | Benzalkonium Chloride n-C12 | WD - Animal |  | Reg. (EU) No 1119/2014; Applicable from: 12.11.2014 | Benzalkonium chloride (mixture of alkylbenzyldimethylammonium chlorides with alkyl chain lengths of C8, C10, C12, C14, C16 and C18) | Voluntary |  |  |  | MRM | MRM | No | Yes | [45 empty] | EUPT AO 09 |  | SRM-27 | For milk only
Animal | 1397 | Benzalkonium Chloride (sum) | Benzalkonium Chloride n-C14 | WD - Animal |  | Reg. (EU) No 1119/2014; Applicable from: 12.11.2014 | Benzalkonium chloride (mixture of alkylbenzyldimethylammonium chlorides with alkyl chain lengths of C8, C10, C12, C14, C16 and C18) | Voluntary |  |  |  | MRM | MRM | No | Yes | [45 empty] | EUPT AO 09 |  | SRM-27 | For milk only
Animal | 1398 | Benzalkonium Chloride (sum) | Benzalkonium Chloride n-C16 | WD - Animal |  | Reg. (EU) No 1119/2014; Applicable from: 12.11.2014 | Benzalkonium chloride (mixture of alkylbenzyldimethylammonium chlorides with alkyl chain lengths of C8, C10, C12, C14, C16 and C18) | Voluntary |  |  |  | MRM | MRM | No | Yes | [45 empty] | EUPT AO 09 |  | SRM-27 | For milk only
Animal | 1415 | Benzalkonium Chloride (sum) | Benzalkonium Chloride n-C18 | WD - Animal |  | Reg. (EU) No 1119/2014; Applicable from: 12.11.2014 | Benzalkonium chloride (mixture of alkylbenzyldimethylammonium chlorides with alkyl chain lengths of C8, C10, C12, C14, C16 and C18) | Voluntary |  |  |  | MRM |  | No | Yes | [47 empty] | SRM-27 | For milk only
Animal | 1414 | Benzalkonium Chloride (sum) | Benzalkonium Chloride n-C8 | WD - Animal |  | Reg. (EU) No 1119/2014; Applicable from: 12.11.2014 | Benzalkonium chloride (mixture of alkylbenzyldimethylammonium chlorides with alkyl chain lengths of C8, C10, C12, C14, C16 and C18) | Voluntary | [5 empty] | No | Yes | [47 empty] | SRM-27 | For milk only
Animal | 1484 | Benzovindiflupyr | Benzovindiflupyr | WD - Animal |  | Reg. (EU) 2016/1003; Applicable from: 14/07/2016 | Benzovindiflupyr | 1A | Relevant for animal fat and liver. |  |  | MRM |  | Yes | Yes
Animal | 1131 | Bixafen | Bixafen | WD - Animal |  | Reg. (EU) No 834/2013; Applicable from: 01/09/2013 | Bixafen- code 1000000 except 1040000: sum of bixafen and desmethyl bixafen expressed as bixafen | 1A | Relevant for cows’ milk, animal muscle and fat, butter and eggs. |  |  | MRM | No Data | Yes | Yes | [45 empty] | EUPT AO 09 | Cream: EUPT AO 07; Meat: EUPT AO 08
Animal | 1390 | Bixafen | Desmethyl-Bixafen | WD - Animal |  | Reg. (EU) No 834/2013; Applicable from: 01/09/2013 | Bixafen- code 1000000 except 1040000: sum of bixafen and desmethyl bixafen expressed as bixafen | 1A | Relevant for cows’ milk, animal muscle and fat, butter and eggs. | Standard of desmethyl-bixafen not commercially available. |  | No Data | No Data | No Data | No Data
Animal | 589 | Boscalid | Boscalid | WD - Animal |  | Reg. (EU) 2016/156; Applicable from: 26/08/2016 | code 1000000 except 1040000, 1011010, 1011020, 1011050, 1012010, 1012020, 1012050, 1013010, 1013020, 1013050, 1014010, 1014020, 1014050, 1015010, 1015020, 1015050, 1016010, 1016020, 1017010, 1017020, 1017050, 1020000, 1030000: Sum of boscalid and its hydroxy metabolite 2-chloro-N-(4′-chloro-5-hydroxybiphenyl-2-yl)nicotinamide (free and conjugated) expressed as boscalid |  | Relevant for animal fat, cows’ milk, butter, ruminant's and poultry liver and ruminant's kidney. |  |  | MRM | MRM | Yes | Yes | [45 empty] | EUPT AO 09 | Cream: EUPT AO 07
Animal | 1536 | Boscalid | M510F01 | WD - Animal |  | Reg. (EU) 2016/156; Applicable from: 26/08/2016 | code 1000000 except 1040000, 1011010, 1011020, 1011050, 1012010, 1012020, 1012050, 1013010, 1013020, 1013050, 1014010, 1014020, 1014050, 1015010, 1015020, 1015050, 1016010, 1016020, 1017010, 1017020, 1017050, 1020000, 1030000: Sum of boscalid and its hydroxy metabolite 2-chloro-N-(4′-chloro-5-hydroxybiphenyl-2-yl)nicotinamide (free and conjugated) expressed as boscalid |  | Relevant for animal fat, cows’ milk, butter, ruminant's and poultry liver and ruminant's kidney. | Standard of M510F01 is not commercially available |  | MRM |  | Yes | Yes | [45 empty] | EUPT AO 09 | Cream: EUPT AO 07 (Standard provided by the manufacturer)
Animal | 65 | Carbendazim | Carbendazim | WD - Animal |  | Reg. (EU) No 559/2011; Applicable from: 01/01/2012 | Thiophanate-methyl - code 1000000: Carbendazim and thiophanate-methyl, expressed as carbendazim | 2A | Relevant for honey. |  |  | MRM | MRM | No | Yes | [45 empty] | EUPT AO 10
Animal |  | Carbendazim | Carbendazim (sum, following chemical conversion of TPM to CBZ) | WD - Animal |  | Reg. (EU) No 559/2011; Applicable from: 01/01/2012 | Thiophanate-methyl - code 1000000: Carbendazim and thiophanate-methyl, expressed as carbendazim | 2A | Relevant for honey.
Animal | 428 | Carbendazim | Thiophanate Methyl | WD - Animal |  | Reg. (EU) No 559/2011; Applicable from: 01/01/2012 | Thiophanate-methyl - code 1000000: Carbendazim and thiophanate-methyl, expressed as carbendazim | 2A | Relevant for honey. |  |  | MRM/SRM | MRM/SRM | No | Yes | [45 empty] | EUPT AO 10
Animal | 1442 | Chlorate | Chlorate | WD - Animal |  | / | / | Voluntary |  |  |  | SRM |  | No | Yes | [32 empty] | 0,02 | 0,05 | 99,4 | 99,7 | 4,2 | 10 | 100,0 | 1 | [7 empty] | SRM-09 | MD
Animal | 86 | Chlormequat | Chlormequat | WD - Animal |  | Reg. (EU) No 737/2014; Applicable from: 30.07.2014 | Chlormequat | 2A | Relevant for muscle, liver, kidney and cow's milk. |  |  | SRM | SRM | No | Yes | [32 empty] | 0,01 | 0,05 | 101,1 | 100,3 | 9,2 | 100 | 99,0 | 10
Animal | 1409 | Chlorpropham | 4-HSA | WD - Animal |  | Reg. (EU) No 79/2014; Applicable from: 19/08/2014; The EURLs identified the reference standard for 4´-hydroxychlorpropham-O-sulphonic acid (4-HSA) as commercially not available. | Chlorpropham - code 1000000 except 1016000, 1030000 and 1040000 : Chlorpropham and 4´-hydroxychlorpropham-O-sulphonic acid (4-HSA), expressed as chlorpropham |  | Relevant for ruminant's and swine kidney | 4-HSA is now commercially available |  |  |  | No Data | No Data
Animal | 87 | Chlorpropham | Chlorpropham | WD - Animal |  | Reg. (EU) No 79/2014; Applicable from: 19/08/2014; The EURLs identified the reference standard for 4´-hydroxychlorpropham-O-sulphonic acid (4-HSA) as commercially not available. | Chlorpropham - code 1000000 except 1016000, 1030000 and 1040000 : Chlorpropham and 4´-hydroxychlorpropham-O-sulphonic acid (4-HSA), expressed as chlorpropham |  | Relevant for ruminant's and swine kidney |  |  | MRM | MRM/SRM | Yes | Yes | [45 empty] | EUPT AO 09 | Cream: EUPT AO 07; Meat: EUPT AO 08
Animal | 1394 | DDAC | DDAC-C10 | WD - Animal |  | Reg. (EU) No 1119/2014; Applicable from: 12.11.2014 | Didecyldimethylammonium chloride (mixture of alkyl-quaternary ammonium salts with alkyl chain lengths of C8, C10 and C12) | Voluntary |  |  |  | MRM | MRM | No | Yes | [45 empty] | EUPT AO 09 |  | SRM-27 | For milk only
Animal |  | Dichlorprop | Dichlorprop (sum; following hydrolysis) | WD - Animal |  | Reg. (EU) 2015/2075; Applicable from: 09/06/2016 | Dichlorprop — code 1000000 except 1040000: Sum of dichlorprop (including dichlorprop-P) and its salts, expressed as dichlorprop | 2B | Relevant for liver and kidney.
Animal | 141 | Dichlorprop | Dichlorprop incl. Dichlorprop-P | WD - Animal |  | Reg. (EU) 2015/2075; Applicable from: 09/06/2016 | Dichlorprop — code 1000000 except 1040000: Sum of dichlorprop (including dichlorprop-P) and its salts, expressed as dichlorprop | 2B | Relevant for liver and kidney. |  |  | MRM/SRM | No Data | No | Yes | [46 empty] | Quechers-AO
Animal | 1436 | Fenpropidin | CGA 289267 | WD - Animal |  | Reg. (EU) No 61/2014; Applicable from: 14/08/2014; The EU Reference Laboratories for Residues of Pesticides identified the reference standard for 2-methyl-2-[4-(2-methyl-3- piperidin-1-yl-propyl)-phenyl]propionic acid as commercially not available. | fenpropidin-code 1000000 except 1040000: sum of fenpropidin, 2-methyl-2-[4-(2-methyl-3- piperidin-1-yl-propyl)-phenyl]propionic acid, and their salts, expressed as fenpropidin |  | Relevant for ruminant's and swine liver and kidney | Standard of 2-methyl-2-[4-(2-methyl-3- piperidin-1-yl-propyl)-phenyl]propionic acid (=CGA 289267) commercially not available |  | MRM |  | Difficult | Yes | [45 empty] | Quechers-AO | checked with a solution obtained from BfR, Germany, SDL=0.005 mg/kg for most matrices
Animal | 201 | Fenpropidin | Fenpropidin | WD - Animal |  | Reg. (EU) No 61/2014; Applicable from: 14/08/2014; The EU Reference Laboratories for Residues of Pesticides identified the reference standard for 2-methyl-2-[4-(2-methyl-3- piperidin-1-yl-propyl)-phenyl]propionic acid as commercially not available. | fenpropidin-code 1000000 except 1040000: sum of fenpropidin, 2-methyl-2-[4-(2-methyl-3- piperidin-1-yl-propyl)-phenyl]propionic acid, and their salts, expressed as fenpropidin |  | Relevant for ruminant's and swine liver and kidney |  |  | MRM | MRM | Yes | Yes | [45 empty] | EUPT AO 09 | Succesfull validation
Animal | 1487 | Fenpropimorph | Fenpropimorph Carboxylic Acid | WD - Animal |  | Reg. (EC) No 149/2008; Applicable from: 01/09/2008 | Fenpropimorph - code 1000000: Fenpropimorph carboxylic acid (BF 421-2) expressed as fenpropimorph |  | Relevant for ruminant's fat, swine and ruminant's muscle, liver and kidney and cow's milk | Standard of fenpropimorph carboxylic acid (BF 421-2) not commercially available |  | MRM | No Data | No | Yes | 0,01 | 0,01 | 96,0 | 96,5 | 5,3 | 15 | 100,0 | 1 | [39 empty] | Succesfull validation | Succesfull validation at 0.01 mg/kg by using QuEChERS without PSA cleanup in milk and swine meat.
Animal | 1281 | Fenpyrazamine | Fenpyrazamine | WD - Animal |  | Reg. (EU) 2016/1902; Applicable from: 24/11/2016 | Fenpyrazamine | 1B |  |  |  | MRM | No Data | Yes | Yes | 0,01 | 0,01 | 99,0 | 96,9 | 7,2 | 15 | 100,0 | 1 | [37 empty] | Quechers-AO | SDL=0.005 mg/kg
Animal |  | Fluazifop | Fluazifop incl. Fluazifop-P (sum; following hydrolysis) | WD - Animal |  | Reg. (EU) 2016/1015; Applicable from: 19/01/2017 | Fluazifop-P (sum of all the constituent isomers of fluazifop, its esters and its conjugates, expressed as fluazifop) | 2A | Relevant for animal fat, liver, kidney, eggs , cows’ milk and butter.
Animal | 211 | Fluazifop | Fluazifop inl. Fluazifop-P | WD - Animal |  | Reg. (EU) 2016/1015; Applicable from: 19/01/2017 | Fluazifop-P (sum of all the constituent isomers of fluazifop, its esters and its conjugates, expressed as fluazifop) | 2A | Relevant for animal fat, liver, kidney, eggs , cows’ milk and butter. |  |  | MRM/SRM | SRM | No | Yes | [47 empty] | SRM-03 | only for milk
Animal | 1119 | Fluazifop | Fluazifop-butyl inl. Fluazifop-P-butyl | WD - Animal |  | Reg. (EU) 2016/1015; Applicable from: 19/01/2017 | Fluazifop-P (sum of all the constituent isomers of fluazifop, its esters and its conjugates, expressed as fluazifop) | 2A | Relevant for animal fat, liver, kidney, eggs , cows’ milk and butter. |  |  | SRM | SRM | [47 empty] | Quechers-AO | SDL=0.005 mg/kg
Animal | 1123 | Fluopyram | Fluopyram | WD - Animal |  | Reg. (EU) 2016/567; Applicable from: 05/05/2016 | Fluopyram - code 1000000 except 1040000: sum fluopyram and fluopyram-benzamide (M25) expressed as fluopyram |  |  |  |  | MRM | No Data | Yes | Yes | [45 empty] | EUPT AO 09
Animal | 1595 | Fluopyram | Fluopyram-Benzamide | WD - Animal |  | Reg. (EU) 2016/567; Applicable from: 05/05/2016 | Fluopyram - code 1000000 except 1040000: sum fluopyram and fluopyram-benzamide (M25) expressed as fluopyram |  |  | Standard of fluopyram-benzamide (M25) not commercially available. |  | No Data | No Data | No Data | No Data | [46 empty] | to be checked, standard tested, only
Animal | 241 | Glufosinate | Glufosinate | WD - Animal |  | Reg. (EU) 2016/1002; Applicable from: 14/01/2017 | Glufosinate-ammonium (sum of glufosinate, its salts, MPP and NAG expressed as glufosinate equivalents) | 2A | Relevant for liver and kidney of ruminants and swine. |  |  | SRM | SRM | No | Yes | [32 empty] | 0,02 | 0,05 | 91,5 | 90,6 | 15,7 | 10 | 90,0 | 1 | [7 empty] | SRM-25 | for milk and eggs only
Animal | 1197 | Glufosinate | MPP (3-Methylphosphinicopropionic acid) | WD - Animal |  | Reg. (EU) 2016/1002; Applicable from: 14/01/2017 | Glufosinate-ammonium (sum of glufosinate, its salts, MPP and NAG expressed as glufosinate equivalents) | 2A | Relevant for liver and kidney of ruminants and swine. |  |  | SRM | SRM | No Data | Yes | [32 empty] | 0,02 | 0,05 | 84,0 | 84,4 | 8,6 | 9 | 100,0 | 1 | [7 empty] | SRM-25 | for milk and eggs only
Animal | 1245 | Glufosinate | N-Acetyl Glufosinate | WD - Animal |  | Reg. (EU) 2016/1002; Applicable from: 14/01/2017 | Glufosinate-ammonium (sum of glufosinate, its salts, MPP and NAG expressed as glufosinate equivalents) | 2A | Relevant for liver and kidney of ruminants and swine. |  |  | SRM | SRM | No Data | Yes | [32 empty] | 0,02 | 0,05 | 102,0 | 104,0 | 4,5 | 10 | 100,0 | 1 | [7 empty] | SRM-25 | for milk and eggs only
Animal | 800 | Glyphosate | AMPA | WD - Animal |  | / | / |  |  |  |  | SRM | SRM | No | Yes
Animal | 242 | Glyphosate | Glyphosate | WD - Animal |  | Reg. (EU) No 293/2013; Applicable from: 06.04.2013 | Glyphosate | 2B | Relevant for ruminant kidney and liver. To be checked whether relevant for cows’ milk, animal muscle and fat. |  |  | SRM | SRM | No | Yes | [32 empty] | 0,02 | 0,05 | 138,0 | 128,3 | 19,0 | 7 | 28,6 | 1 | [7 empty] | SRM-25 | for eggs only, not succesfull for milk
Animal | 1481 | Glyphosate | N-Acetyl Glyphosate | WD - Animal |  | / | / | [6 empty] | No Data | No Data
Animal |  | Haloxyfop | Haloxyfop incl. Haloxafop-R (sum; following hydrolysis) | WD - Animal |  | Reg. (EU) 2015/2075; Applicable from: 09/06/2016 | Haloxyfop — code 1000000 except 1040000: Sum of haloxyfop, its salts and conjugates expressed as haloxyfop (sum of the R- and S- isomers at any ratio) | 2A | Relevant for cows’ milk, kidney, liver, butter and poultry fat.
Animal | 1118 | Haloxyfop | Haloxyfop incl. Haloxyfop-R | WD - Animal |  | Reg. (EU) 2015/2075; Applicable from: 09/06/2016 | Haloxyfop — code 1000000 except 1040000: Sum of haloxyfop, its salts and conjugates expressed as haloxyfop (sum of the R- and S- isomers at any ratio) | 2A | Relevant for cows’ milk, kidney, liver, butter and poultry fat. |  |  | SRM | SRM | No Data | [46 empty] | Quechers-AO | Haloxyfop-methyl and ethoxyethyl SDL 0.005 mg/kg; Haloxyfop SDL 0.0020 mg/kg | SRM-03 | For milk only
Animal | 258 | Ioxynil | Ioxynil | WD - Animal |  | Reg. (EU) No 777/2013; Applicable from: 06.03.2014 | Ioxynil ( sum of Ioxynil, its salts and its esters, expressed as ioxynil (F)) | 2A | Relevant for ruminant fat, muscle, kidney and liver. |  |  | MRM/SRM | SRM | No | Yes
Animal |  | Ioxynil | Ioxynil (sum; following hydrolysis) | WD - Animal |  | Reg. (EU) No 777/2013; Applicable from: 06.03.2014 | Ioxynil ( sum of Ioxynil, its salts and its esters, expressed as ioxynil (F)) | 2A | Relevant for ruminant fat, muscle, kidney and liver.
Animal |  | Ioxynil | Ioxynil-heptanoate | WD - Animal |  | Reg. (EU) No 777/2013; Applicable from: 06.03.2014 | Ioxynil ( sum of Ioxynil, its salts and its esters, expressed as ioxynil (F)) | 2A | Relevant for ruminant fat, muscle, kidney and liver.
Animal | 1332 | Ioxynil | Ioxynil-octanoate | WD - Animal |  | Reg. (EU) No 777/2013; Applicable from: 06.03.2014 | Ioxynil ( sum of Ioxynil, its salts and its esters, expressed as ioxynil (F)) | 2A | Relevant for ruminant fat, muscle, kidney and liver. |  |  |  |  | No Data | No Data
Animal | 276 | Maleic hydrazide | Maleic hydrazide | WD - Animal |  | Reg. (EU) No 777/2013; Applicable from: 06.03.2014 | Maleic hydrazide | 2B | Relevant for all commodities of animal origin. |  |  | SRM | SRM | No | Yes | [32 empty] | 0,02 | 0,05 | 103,0 | 103,3 | 10,8 | 10 | 90,0 | 1 | [7 empty] | SRM-09 | MD
Animal | 285 | Mepiquat | Mepiquat | WD - Animal |  | Reg. (EU) 2016/1015; Applicable from: 19/01/2017 | Mepiquat | 2B | Relevant for ruminant's muscle and fat, liver, kidney and cow's milk. |  |  | SRM | SRM | No | Yes | [32 empty] | 0,01 | 0,05 | 99,9 | 99,9 | 9,2 | 99 | 94,9 | 10 | [7 empty] | SRM-25 | eggs and milk only
Animal | 291 | Metazachlor | Metazachlor | WD - Animal |  | Reg. (EU) 2015/400; Applicable from: 03/10/2015 | Metazachlor - code 1000000, except 1040000: Sum of metazachlor and its metabolites containing the 2,6-dimethylaniline moiety, expressed as metazachlor | 2A | Relevant for liver and kidney of swine and ruminants. |  |  | MRM | No Data | Yes | Yes | [45 empty] | EUPT AO 09
Animal |  | Metazachlor | Metazachlor (sum, following hydrolysis to 2,6-Dimethylaniline) | WD - Animal |  | Reg. (EU) 2015/400; Applicable from: 03/10/2015 | Metazachlor - code 1000000, except 1040000: Sum of metazachlor and its metabolites containing the 2,6-dimethylaniline moiety, expressed as metazachlor | 2A | Relevant for liver and kidney of swine and ruminants.
Animal | 955 | Nicotine | Nicotine | WD - Animal |  | Regulation (EU) 2015/401; Applicable from: 01.11.2014 | Nicotine |  |  |  |  | MRM/SRM | MRM/SRM | Yes | Yes
Animal | 1282 | Penflufen | Penflufen | WD - Animal |  | / | / | 1A |  |  |  | MRM |  | Yes | Yes | 0,01 | 0,01 | 98,0 | 98,2 | 4,9 | 15 | 100,0 | 1
Animal | 1192 | Penthiopyrad | Penthiopyrad | WD - Animal |  | Reg. (EU) 2015/845; Applicable from: 24.06.2015 | Penthiopyrad | 1B |  |  |  | MRM | No Data | Yes | Yes | 0,01 | 0,01 | 99,5 | 100,6 | 6,4 | 10 | 100,0 | 1 | [37 empty] | Quechers-AO | SDL 0.005 mg/kg
Animal | 1462 | Prochloraz | BTS 40348 | WD - Animal |  | Reg. (EU) No 520/2011; Applicable from: 28.05.2011; 2,4,6-Trichlorophenol is sometimes analyzed redundantly, e.g. when detected by GC it mainly originates from thermal degradation of prochloraz and several other metabolites. If prochloraz and these metabo | Prochloraz (sum of prochloraz and its metabolites containing the 2,4,6-Trichlorophenol moiety expressed as prochloraz) |  | Relevant for ruminant's fat, liver and kidney. |  |  | MRM |  | Yes | Yes
Animal | 1362 | Prochloraz | BTS 44595 | WD - Animal |  | Reg. (EU) No 520/2011; Applicable from: 28.05.2011; 2,4,6-Trichlorophenol is sometimes analyzed redundantly, e.g. when detected by GC it mainly originates from thermal degradation of prochloraz and several other metabolites. If prochloraz and these metabo | Prochloraz (sum of prochloraz and its metabolites containing the 2,4,6-Trichlorophenol moiety expressed as prochloraz) |  | Relevant for ruminant's fat, liver and kidney. |  |  | MRM | No Data | No | Yes
Animal | 1363 | Prochloraz | BTS 44596 | WD - Animal |  | Reg. (EU) No 520/2011; Applicable from: 28.05.2011; 2,4,6-Trichlorophenol is sometimes analyzed redundantly, e.g. when detected by GC it mainly originates from thermal degradation of prochloraz and several other metabolites. If prochloraz and these metabo | Prochloraz (sum of prochloraz and its metabolites containing the 2,4,6-Trichlorophenol moiety expressed as prochloraz) |  | Relevant for ruminant's fat, liver and kidney. |  |  | MRM | No Data | No | Yes
Animal | 1364 | Prochloraz | BTS 9608 | WD - Animal |  | Reg. (EU) No 520/2011; Applicable from: 28.05.2011; 2,4,6-Trichlorophenol is sometimes analyzed redundantly, e.g. when detected by GC it mainly originates from thermal degradation of prochloraz and several other metabolites. If prochloraz and these metabo | Prochloraz (sum of prochloraz and its metabolites containing the 2,4,6-Trichlorophenol moiety expressed as prochloraz) |  | Relevant for ruminant's fat, liver and kidney. |  |  | MRM | No Data | No | Yes
Animal | 358 | Prochloraz | Prochloraz | WD - Animal |  | Reg. (EU) No 520/2011; Applicable from: 28.05.2011; 2,4,6-Trichlorophenol is sometimes analyzed redundantly, e.g. when detected by GC it mainly originates from thermal degradation of prochloraz and several other metabolites. If prochloraz and these metabo | Prochloraz (sum of prochloraz and its metabolites containing the 2,4,6-Trichlorophenol moiety expressed as prochloraz) |  |  |  |  | MRM | SRM | Difficult | Yes | [45 empty] | EUPT AO 09 | Meat: EUPT AO 08
Animal |  | Prochloraz | Prochloraz (sum; following hydrolysis to 2,4,6-Trichlorophenol) | WD - Animal |  | Reg. (EU) No 520/2011; Applicable from: 28.05.2011; 2,4,6-Trichlorophenol is sometimes analyzed redundantly, e.g. when detected by GC it mainly originates from thermal degradation of prochloraz and several other metabolites. If prochloraz and these metabo | Prochloraz (sum of prochloraz and its metabolites containing the 2,4,6-Trichlorophenol moiety expressed as prochloraz) |  | Relevant for ruminant's fat, liver and kidney.
Animal | 931 | Prothioconazole | Prothioconazole-desthio | WD - Animal |  | Reg. (EU) 2016/1902; Applicable from: 24/11/2016 | Prothioconazole: prothioconazole-desthio (sum of isomers) (F) | 2A | Relevant for ruminant's and swine liver and kidney. |  |  | MRM | MRM/SRM | Yes | Yes | [45 empty] | Quechers-AO | SDL=0.005 mg/kg
Animal |  | Prothioconazole | Prothioconazole-desthio (sum; following hydrolysis) | WD - Animal |  | Reg. (EU) 2016/1902; Applicable from: 24/11/2016 | Prothioconazole: prothioconazole-desthio (sum of isomers) (F) | 2A | Relevant for ruminant's and swine liver and kidney.
Animal |  | Prothioconazole | Prothioconazole-desthio glucuronide | WD - Animal |  | Reg. (EU) 2016/1902; Applicable from: 24/11/2016 | Prothioconazole: prothioconazole-desthio (sum of isomers) (F) | 2A | Relevant for ruminant's and swine liver and kidney.
Animal | 1594 | Spiroxamine | Spiroxamine Carboxylic Acid | WD - Animal |  | Reg. (EU) No 2016/452; Applicable from: 19/04/2016 | Spiroxamine - code 1000000: Spiroxamine carboxylic acid expressed as spiroxamine |  | Relevant for cows’ milk and liver | Standard of spiroxamine carboxylic acid is not commercially available
Animal | 1191 | Sulfoxaflor | Sulfoxaflor (sum of isomers) | WD - Animal |  | Reg. (EU) 2016/1; Applicable from: 25/01/2016 | Sulfoxaflor (sum of isomers) | 1B |  |  |  | MRM | No Data | Yes | Yes | [46 empty] | to be checked by EURL AO
Animal | 1603 | Tebuconazole | Hydroxy-Tebuconazole | WD - Animal |  | Reg. (EU) 2016/1003; Applicable from: 14/07/2016 | tebuconazole-code 1000000 except 1040000: sum of tebuconazole, hydroxy-tebuconazole, and their conjugates, expressed as tebuconazole |  | Relevant for all commodities except ruminant's liver | Substance is available at TRC: T767575 for the price of 1400$/10mg |  | No Data | No Data | No Data | No Data
Animal | 402 | Tebuconazole | Tebuconazole | WD - Animal |  | Reg. (EU) 2016/1003; Applicable from: 14/07/2016 | tebuconazole-code 1000000 except 1040000: sum of tebuconazole, hydroxy-tebuconazole, and their conjugates, expressed as tebuconazole |  | Relevant for all commodities except ruminant's liver |  |  | MRM | MRM | Yes | Yes | [45 empty] | EUPT AO 09 | parent compound
Honey | 477 | Acetamiprid | Acetamiprid | WD - Honey |  | Reg. (EU) 2016/1003; Applicable from: 14/07/2016 | Acetamiprid (R) |  | Honey |  |  | MRM | MRM | Difficult | Yes
Honey | 901 | Amitraz | 2,4-Dimethylphenylformamide (DMF) | WD - Honey |  | Reg. (EC) No 149/2008; Applicable from: 01.09.2008 | Amitraz (amitraz including the metabolites containing the 2,4 -dimethylaniline moiety expressed as amitraz |  | Honey |  |  | MRM | SRM | No Data | Yes
Honey | 16 | Amitraz | Amitraz | WD - Honey |  | Reg. (EC) No 149/2008; Applicable from: 01.09.2008 | Amitraz (amitraz including the metabolites containing the 2,4 -dimethylaniline moiety expressed as amitraz |  | Honey |  |  | MRM/SRM | SRM | Difficult | Yes
Honey |  | Amitraz | Amitraz (sum, following hydrolysis to 2,4 -dimethylaniline) | WD - Honey |  | Reg. (EC) No 149/2008; Applicable from: 01.09.2008 | Amitraz (amitraz including the metabolites containing the 2,4 -dimethylaniline moiety expressed as amitraz |  | Honey
Honey | 907 | Amitraz | N-2,4-Dimethylphenyl-N-methylformamidine (DMPF) | WD - Honey |  | Reg. (EC) No 149/2008; Applicable from: 01.09.2008 | Amitraz (amitraz including the metabolites containing the 2,4 -dimethylaniline moiety expressed as amitraz |  | Honey |  |  | MRM | SRM | Yes | Yes
Honey | 27 | Azoxystrobin | Azoxystrobin | WD - Honey |  | Reg. (EU) 2015/1040; Applicable from: 21/01/2016 | Azoxystrobin |  | Honey |  |  | MRM | MRM | Yes | Yes
Honey | 589 | Boscalid | Boscalid | WD - Honey |  | Reg. (EU) 2016/156; Applicable from: 26/08/2016 | Boscalid (F) (R) (A) |  | Honey |  |  | MRM | MRM | Yes | Yes
Honey | 104 | Coumaphos | Coumaphos | WD - Honey |  | / | / |  | Honey |  |  | MRM | No Data | Yes | Yes
Honey | 114 | Cyhalothrin, lambda- | Cyhalothrin, lambda- | WD - Honey |  | Lambda-Cyhalothrin (F) (R) | Reg. (EU) No 834/2013; Applicable from: 01.09.2013 |  | Honey |  |  | MRM | MRM | Yes | Yes
Honey | 735 | Dimoxystrobin | Dimoxystrobin | WD - Honey |  | Reg. (EU) 2015/1040; Applicable from: 21/01/2016 | Dimoxystrobin (R) (A) |  | Honey |  |  | MRM | MRM | Yes | Yes
Honey | 259 | Iprodione | Iprodione | WD - Honey |  | Reg. (EU) 2015/400; Applicable from: 03.10.2015 | Iprodione (R) |  | Honey |  |  | MRM | MRM | Difficult | Difficult
Honey | 488 | Thiacloprid | Thiacloprid | WD - Honey |  | Reg. (EU) 2016/1355; Applicable from: 11/08/2016 | Thiacloprid |  | Honey |  |  | MRM | MRM | Difficult | Yes
Plant | 1219 | Benalaxyl | Benalaxayl incl. Benalaxyl-M (sum) |  | x (WD - Plant) | Benalaxyl including other mixtures of constituent isomers including benalaxyl-M (sum of isomers) | Reg. (EU) No 520/2011 ; Applicable from: 28.05.2011 | 1A |  |  |  | MRM | No Data
Plant | 78 | Chlordecone | Chlordecone |  | x (WD - Plant) | Reg. (EC) No 839/2008; Applicable from: 01.09.2008 | Chlordecone (F) | 1B |  |  |  | MRM | MRM | Yes | No Data | 0,05 | 2 | 98,0 | 93,9 | 20,8 | 120 | 88,3 | 1
Animal | 75 | Chlorobenzilate | Chlorobenzilate |  | x (WD - Animal) | Reg. (EC) No 149/2008; Applicable from: 01.09.2008 | Chlorobenzilate (F) | 1A | Relevant for animal fat, milk and eggs. |  |  | MRM | MRM | Yes | Difficult | [45 empty] | EN1528 | Difficult Eluate 4
Plant | 100 | Clomazone | Clomazone |  | x (WD - Plant) | Reg. (EU) No 777/2013; Applicable from: 06.03.2014 | Clomazone | 1B |  |  |  | MRM | No Data | Yes | Yes | 0,001 | 2,5 | 98,9 | 98,5 | 9,6 | 966 | 98,9 | 13 | 0,01 | 0,25 | 88,6 | 89,9 | 9,2 | 84 | 98,8 | 8 | 0,05 | 0,05 | 101,5 | 101,5 | 3,5 | 2 | 100,0 | 1 | [17 empty] | FV 2010-M4 | MV | CF S4; CF 1 | MV
Animal | 110 | Cyfluthrin | Cyfluthrin |  | x (WD - Animal) | Reg. (EU) No 737/2014; Applicable from: 30.07.2014 | Cyfluthrin (cyfluthrin including other mixtures of constituent isomers (sum of isomers)) (F) | 1A | Relevant for animal fat. |  |  | MRM | MRM | Yes | Yes | [45 empty] | EN 1528
Animal | 118 | Cyproconazole | Cyproconazole |  | x (WD - Animal) | Reg. (EU) No 1004/2013; Applicable from: 20.10.2013 | Cyproconazole (F) | 1A | Relevant for liver. |  |  | MRM | MRM | Yes | Yes | [45 empty] | EUPT AO 09
Animal | 173 | Epoxiconazole | Epoxiconazole |  | x (WD - Animal) | Reg. (EU) No 978/2011 ; Applicable from: 05.10.2011 | Epoxiconazole (F) | 1A | Relevant for liver. |  |  | MRM | MRM | Yes | Yes | [45 empty] | EUPT AO 09
Plant | 181 | Ethoprophos | Ethoprophos |  | x (WD - Plant) | Reg. (EC) No 149/2008; Applicable from: 01.09.2008 | Ethoprophos | 1A |  |  |  | MRM | MRM | Yes | Yes | 0,004 | 1 | 98,0 | 97,4 | 11,1 | 824 | 97,9 | 11 | 0,02 | 0,125 | 89,0 | 89,4 | 7,0 | 54 | 100,0 | 6 | 0,05 | 0,05 | 102,0 | 104,3 | 3,9 | 3 | 100,0 | 1 | 0,01 | 0,05 | 96,1 | 101,1 | 12,6 | 43 | 95,3 | 1 | [9 empty] | FV 2010-M1, M4, FV 2012-M6, FV 2013-M8, FV 2014-M11, M12, M15, M16 | MV, MD | CF 15; CF 6 | MV
Animal | 179 | Etofenprox | Etofenprox |  | x (WD - Animal) | Reg. (EU) No 293/2013; Applicable from: 06.04.2013 | Etofenprox (F) | 1A | Relevant for animal fat, cows’ milk and butter. |  |  | MRM | MRM | Yes | Yes | [45 empty] | EUPT AO 09 | Cream: EUPT AO 07
Animal | 205 | Fenthion | Fenthion |  | x (WD - Animal) | Reg. (EU) No 310/2011; Applicable from: 21.10.2011 | Fenthion (fenthion and its oxigen analogue, their sulfoxides and sulfone expressed as parent) (F) | 1A | Relevant for animal fat and liver. |  |  | MRM | MRM | Yes | Yes
Animal | 721 | Fenthion | Fenthion-Oxon |  | x (WD - Animal) | Reg. (EU) No 310/2011; Applicable from: 21.10.2011 | Fenthion (fenthion and its oxigen analogue, their sulfoxides and sulfone expressed as parent) (F) | 1A | Relevant for animal fat and liver. |  |  | MRM | MRM | Difficult | Yes
Animal | 728 | Fenthion | Fenthion-Oxonsulfone |  | x (WD - Animal) | Reg. (EU) No 310/2011; Applicable from: 21.10.2011 | Fenthion (fenthion and its oxigen analogue, their sulfoxides and sulfone expressed as parent) (F) | 1A | Relevant for animal fat and liver. |  |  | MRM | MRM | Difficult | Yes
Animal | 722 | Fenthion | Fenthion-Oxonsulfoxide |  | x (WD - Animal) | Reg. (EU) No 310/2011; Applicable from: 21.10.2011 | Fenthion (fenthion and its oxigen analogue, their sulfoxides and sulfone expressed as parent) (F) | 1A | Relevant for animal fat and liver. |  |  | MRM | MRM | No | Yes
Animal | 641 | Fenthion | Fenthion-Sulfone |  | x (WD - Animal) | Reg. (EU) No 310/2011; Applicable from: 21.10.2011 | Fenthion (fenthion and its oxigen analogue, their sulfoxides and sulfone expressed as parent) (F) | 1A | Relevant for animal fat and liver. |  |  | MRM | MRM | Difficult | Yes
Animal | 206 | Fenthion | Fenthion-Sulfoxide |  | x (WD - Animal) | Reg. (EU) No 310/2011; Applicable from: 21.10.2011 | Fenthion (fenthion and its oxigen analogue, their sulfoxides and sulfone expressed as parent) (F) | 1A | Relevant for animal fat and liver. |  |  | MRM | MRM | Difficult | Yes
Animal | 221 | Fluquinconazole | Fluquinconazole |  | x (WD - Animal) | Reg. (EC) No 149/2008; Applicable from: 01.09.2008 | Fluquinconazole (F) | 1A | Relevant for cows’ milk, liver and butter. |  |  | MRM | MRM | Yes | Yes | [45 empty] | EUPT AO 09 | Cream: EUPT AO 07
Animal | 226 | Flusilazole | Flusilazole |  | x (WD - Animal) | Reg. (EU) No 703/2014; Applicable from: 16.01.2015 | Flusilazole - code 1000000 except 1040000: Sum of flusilazole and its metabolite IN-F7321 ([bis-(4-fluorophenyl)methyl]silanol) expressed as flusilazole | 1A | Relevant for animal fat, kidney and liver. |  |  | MRM | MRM | Yes | Yes | [45 empty] | Quechers-AO
Animal | 1467 | Flusilazole | IN-F7321 ([bis-(4-fluorophenyl)methyl]silanol) |  | x (WD - Animal) | Reg. (EU) No 703/2014; Applicable from: 16.01.2015 | Flusilazole - code 1000000 except 1040000: Sum of flusilazole and its metabolite IN-F7321 ([bis-(4-fluorophenyl)methyl]silanol) expressed as flusilazole | 1A | Relevant for animal fat, kidney and liver. |  |  | MRM |  | Yes | Yes
Animal | 231 | Fluvalinate, tau- | Tau-fluvalinate |  | x (WD - Animal) | Reg. (EU) 2015/846; Applicable from: 25.06.2015 | Tau-Fluvalinate (F) | 1A | Relevant for cows’ milk and butter |  |  | MRM | MRM | Yes | Yes | [45 empty] | EUPT AO 10
Plant | 675 | Heptachlor | cis-Heptachlorepoxid |  | x (WD - Plant) | Reg. (EC) No 149/2008; Applicable from: 01.09.2008 | Heptachlor (sum of heptachlor and heptachlor epoxide expressed as heptachlor) (F) | 1A |  |  |  | MRM | MRM | Yes | No | 0,01 | 0,2 | 100,6 | 100,6 | 11,5 | 849 | 94,0 | 11 | 0,25 | 0,25 | 99,5 | 97,5 | 12,7 | 4 | 100,0 | 1 | 0,01 | 0,05 | 90,0 | 87,3 | 5,3 | 3 | 100,0 | 1
Plant | 669 | Heptachlor | Heptachlor |  | x (WD - Plant) | Reg. (EC) No 149/2008; Applicable from: 01.09.2008 | Heptachlor (sum of heptachlor and heptachlor epoxide expressed as heptachlor) (F) | 1A |  |  |  | MRM | MRM | Yes | No | 0,01 | 0,2 | 102,0 | 101,4 | 12,9 | 453 | 91,2 | 6 | 0,05 | 0,25 | 82,0 | 87,0 | 20,9 | 5 | 80,0 | 2 | 0,01 | 0,05 | 91,5 | 91,7 | 8,0 | 6 | 100,0 | 1 | [19 empty] | CF 2 | MV
Plant | 676 | Heptachlor | trans-Heptachlorepoxid |  | x (WD - Plant) | Reg. (EC) No 149/2008; Applicable from: 01.09.2008 | Heptachlor (sum of heptachlor and heptachlor epoxide expressed as heptachlor) (F) | 1A |  |  |  | MRM | MRM | Yes | No | 0,01 | 0,2 | 99,3 | 99,4 | 13,2 | 772 | 92,4 | 10 | 0,05 | 0,25 | 92,0 | 93,6 | 12,0 | 5 | 100,0 | 2 | 0,05 | 0,05 | 104,5 | 104,5 | 21,0 | 2 | 100,0 | 1
Animal | 909 | Metaflumizone | Metaflumizone (sum of isomers) |  | x (WD - Animal) | Reg. (EU) No 318/2014; Applicable from: 17.10.2014 | Metaflumizone (sum of E- and Z- isomers) | 1A | Relevant for swine muscle, poultry muscle and eggs. |  |  | MRM | No Data | No | Yes | [45 empty] | EUPT AO 09
Animal | 295 | Methidathion | Methidathion |  | x (WD - Animal) | Reg. (EU) No 310/2011; Applicable from: 21.10.2011 | Methidathion | 1A | Relevant for animal fat, muscle, milk and eggs. |  |  | MRM | MRM | Yes | Yes | [45 empty] | EN1528 | Quechers-AO
Animal | 627 | Parathion-Methyl | Paraoxon-Methyl |  | x (WD - Animal) | Reg. (EU) No 899/2012; Applicable from: 26.04.2013 | Parathion-methyl (sum of Parathion-methyl and paraoxon-methyl expressed as Parathion-methyl) | 1A | Relevant for animal muscle, fat, milk and eggs. |  |  | MRM | MRM | Yes | Yes | [45 empty] | Quechers-AO | SDL: 0.010 mg/kg
Animal | 331 | Parathion-Methyl | Parathion-Methyl |  | x (WD - Animal) | Reg. (EU) No 899/2012; Applicable from: 26.04.2013 | Parathion-methyl (sum of Parathion-methyl and paraoxon-methyl expressed as Parathion-methyl) | 1A | Relevant for animal muscle, fat, milk and eggs. |  |  | MRM | MRM | Yes | Yes | [45 empty] | EN1528 | Quechers-AO
Plant | 343 | Phenthoate | Phenthoate |  | x (WD - Plant) | Reg. (EC) No 839/2008; Applicable from: 01.09.2008 | Phenthoate | 1A |  |  |  | MRM | MRM | Yes | Yes | 0,01 | 0,1 | 103,1 | 103,5 | 10,5 | 713 | 94,4 | 8 | 0,01 | 0,1 | 93,9 | 95,4 | 8,1 | 57 | 100,0 | 5 | 0,01 | 0,05 | 90,0 | 96,7 | 26,4 | 6 | 83,3 | 1 | [19 empty] | CF S4; CF 2 | MV
Animal | 360 | Profenofos | Profenofos |  | x (WD - Animal) | Reg. (EU) No 1096/2014; Applicable from: 07.05.2015 | Profenofos (F) | 1A | Relevant for animal fat, milk and eggs |  |  | MRM | MRM | Yes | Yes | [45 empty] | EN1528
Plant | 373 | Prothiofos | Prothiofos |  | x (WD - Plant) | / | / | 1B |  |  |  | MRM | No Data | Yes | Yes | 0,01 | 1 | 98,2 | 97,9 | 10,5 | 525 | 98,5 | 9 | 0,05 | 0,25 | 72,0 | 69,1 | 18,0 | 9 | 55,6 | 3 | 0,05 | 0,05 | 104,0 | 104,0 | 13,6 | 2 | 100,0 | 1 | [19 empty] | CF 2 | MV
Plant | 335 | Quintozene | Pentachloroaniline |  | x (WD - Plant) | Reg. (EU) No 899/2012; Applicable from: 26.04.2013 | Quintozene (sum of quintozene and pentachloro-aniline expressed as quintozene) (F) | 1A |  |  |  | MRM | MRM | Yes | No Data | 0,01 | 0,17 | 97,1 | 96,8 | 14,3 | 348 | 93,7 | 5 | 0,1 | 0,25 | 69,0 | 71,8 | 17,2 | 7 | 42,9 | 2 | 0,05 | 0,05 | 92,0 | 91,8 | 2,8 | 5 | 100,0 | 1
Plant | 388 | Quintozene | Quintozene |  | x (WD - Plant) | Reg. (EU) No 899/2012; Applicable from: 26.04.2013 | Quintozene (sum of quintozene and pentachloro-aniline expressed as quintozene) (F) | 1A |  |  |  | MRM | MRM | Yes | No | 0,01 | 0,4 | 99,7 | 99,4 | 11,3 | 960 | 96,6 | 13 | 0,05 | 0,25 | 76,0 | 78,4 | 11,8 | 13 | 92,3 | 3 | 0,01 | 0,05 | 89,5 | 81,3 | 33,5 | 6 | 83,3 | 1
Animal | 1340 | Resmethrin | cis-Resmethrin |  | x (WD - Animal) | Reg. (EU) 2015/868; Applicable from: 30/12/2015 | Resmethrin (resmethrin including other mixtures of consituent isomers (sum of isomers)) (F) | 1A | Relevant for animal fat, muscle, liver, kidney, cow's milk and eggs. |  |  |  |  | Yes | Yes | [45 empty] | EN1528
Animal | 660 | Resmethrin | Resmethrin (sum of 4 isomers) |  | x (WD - Animal) | Reg. (EU) 2015/868; Applicable from: 30/12/2015 | Resmethrin (resmethrin including other mixtures of consituent isomers (sum of isomers)) (F) | 1A | Relevant for animal fat, muscle, liver, kidney, cow's milk and eggs. |  |  | MRM | MRM | Yes | Yes | [45 empty] | EN1528 | Quechers-AO SDL=0.0010 mg/kg
Animal | 1341 | Resmethrin | trans-Resmethrin |  | x (WD - Animal) | Reg. (EU) 2015/868; Applicable from: 30/12/2015 | Resmethrin (resmethrin including other mixtures of consituent isomers (sum of isomers)) (F) | 1A | Relevant for animal fat, muscle, liver, kidney, cow's milk and eggs. |  |  |  |  | Yes | Yes | [45 empty] | En1528
Plant | 498 | Rotenone | Rotenone |  | x (WD - Plant) | Reg. (EC) No 149/2008; Applicable from: 01.09.2008 | Rotenone | 1B |  |  |  | MRM | No Data | No | Yes | 0,001 | 2,5 | 100,0 | 98,9 | 13,6 | 640 | 92,2 | 6 | 0,01 | 0,1 | 91,3 | 90,6 | 8,3 | 33 | 100,0 | 2 | 0,05 | 0,05 | 111,0 | 109,7 | 20,1 | 3 | 66,7 | 1 | [19 empty] | CF 16 | MV
Animal | 415 | Tetraconazole | Tetraconazole |  | x (WD - Animal) | Reg. (EU) No 34/2013; Applicable from: 27.01.2013 | Tetraconazole (F) | 1A | Relevant for cows’ milk, liver and butter. |  |  | MRM | MRM | Yes | Yes | [45 empty] | EUPT AO 09 | Cream: EUPT AO 07
Plant | 417 | Tetramethrin | Tetramethrin |  | x (WD - Plant) | / | / | 1B |  |  |  | MRM | No Data | Yes | Yes | 0,002 | 2 | 101,0 | 100,8 | 11,4 | 555 | 93,7 | 5 | 0,01 | 0,25 | 88,0 | 87,3 | 5,9 | 13 | 100,0 | 2 | 0,05 | 0,05 | 118,0 | 118,0 | 0 | 1 | 100,0 | 1 | [19 empty] | CF 16 | MV
Animal | 488 | Thiacloprid | Thiacloprid |  | x (WD - Animal) | Reg. (EU) 2016/1355; Applicable from: 11/08/2016 | Thiacloprid | 1A | Relevant for liver, kidney and honey. |  |  | MRM | MRM | Difficult | Yes | [45 empty] | EUPT AO 09
Animal | 924 | Topramezone | Topramezone |  | x (WD - Animal) | Reg. (EC) No 839/2008; Applicable from: 01.09.2008 | Topramezone (BAS 670H) | 1A | Relevant for ruminant's liver and kidney. |  |  | MRM | MRM | No | Yes
Animal | 439 | Triazophos | Triazophos |  | x (WD - Animal) | Reg. (EU) No 441/2012; Applicable from: 14.06.2012 | Triazophos (F) | 1A | Relevant for animal fat, eggs and milk. |  |  | MRM | MRM | Difficult | Yes | [45 empty] | EN1528
Plant | 455 | Triticonazole | Triticonazole |  | x (WD - Plant) | Reg. (EU) No 559/2011; Applicable from: 01.01.2012 | Triticonazole | 1A |  |  |  | MRM | MRM | Difficult | Yes | 0,002 | 0,3 | 96,7 | 96,1 | 11,4 | 982 | 97,5 | 12 | 0,01 | 0,375 | 87,4 | 87,5 | 10,2 | 152 | 97,4 | 11 | 0,05 | 0,05 | 99,0 | 99,0 | 1,4 | 2 | 100,0 | 1 | [17 empty] | FV 2010-M1, M4, FV 2012-M6, FV 2014-M11, M15, M16 | MV, MD | CF S4; CF S3; CF 14; CF 12; CF 11; CF 3 | MV
Plant | 577 | 2,4-DB | 2,4-DB | WD - Interest for Cumulative Risk Assessment |  | Reg. (EU) No 668/2013; Applicable from: 02.02.2014 | 2,4-DB (sum of 2,4-DB, its salts, its esters and its conjugates, expressed as 2,4-DB) (R) | Voluntary | especially relevant for citrus fruits and pome fruits. Additionally relevant for the non-MACP commodity: chamomile |  |  | MRM/SRM | MRM/SRM | No | Yes | 0,002 | 0,5 | 101,3 | 101,3 | 11,1 | 1080 | 94,7 | 8 | 0,01 | 0,125 | 90,8 | 93,5 | 11,3 | 22 | 100,0 | 2
Plant | 1085 | 2,4-DB | 2,4-DB-Methylester | WD - Interest for Cumulative Risk Assessment |  | Reg. (EU) No 668/2013; Applicable from: 02.02.2014 | 2,4-DB (sum of 2,4-DB, its salts, its esters and its conjugates, expressed as 2,4-DB) (R) | Voluntary | especially relevant for citrus fruits and pome fruits. Additionally relevant for the non-MACP commodity: chamomile |  |  | MRM | No Data | Yes | No Data
Plant | 17 | Amitrole | Amitrole | WD - Interest for Cumulative Risk Assessment |  | Reg. (EU) No 1127/2014; Applicable from: 13.05.2015 | Amitrole | Voluntary |  |  |  | SRM | SRM | Difficult | Yes | 0,02 | 0,04 | 17,0 | 16,9 | 51,2 | 27 | 0 | 1 | [24 empty] | 0,01 | 0,1 | 96,0 | 97,3 | 10,1 | 34 | 100,0 | 1
Plant | 112 | Cyhalofop-Butyl | Cyhalofop-Butyl | WD - Interest for Cumulative Risk Assessment |  | Reg. (EU) No 398/2014; Applicable from: 13.11.2014 | Cyhalofop-butyl | Voluntary |  |  |  | MRM | SRM | Yes | Yes | 0,025 | 0,1 | 111,0 | 113,7 | 15,0 | 100 | 63,0 | 2 | 0,1 | 0,1 | 84,7 | 87,7 | 6,4 | 5 | 100,0 | 1
Plant | 122 | Dazomet | Dazomet | WD - Interest for Cumulative Risk Assessment |  | Reg. (EU) 2016/1; Applicable from: 25/01/2016 | Dazomet (Methylisothiocyanate resulting from the use of dazomet and metam) | Voluntary |  |  |  | SRM | SRM | Yes | Yes | 0,05 | 2 | 92,0 | 91,1 | 18,3 | 140 | 86,4 | 1 | 0,1 | 0,5 | 93,0 | 93,0 | 7,6 | 2 | 100,0 | 1
Plant | 598 | Dazomet | Metam | WD - Interest for Cumulative Risk Assessment |  | Reg. (EU) 2016/1; Applicable from: 25/01/2016 | Dazomet (Methylisothiocyanate resulting from the use of dazomet and metam) | Voluntary |  |  |  | SRM | No Data | No | No Data
Plant | 593 | Dazomet | Methyl-Isothiocyanate | WD - Interest for Cumulative Risk Assessment |  | Reg. (EU) 2016/1; Applicable from: 25/01/2016 | Dazomet (Methylisothiocyanate resulting from the use of dazomet and metam) | Voluntary |  |  |  | SRM | SRM | No Data | No Data
Plant | 217 | Flufenacet | Flufenacet | WD - Interest for Cumulative Risk Assessment |  | Reg. (EU) No 1127/2014; Applicable from: 13.05.2015 | Flufenacet (sum of all compounds containing the N fluorophenyl-N-isopropyl moiety expressed as flufenacet equivalent) | Voluntary | esp. relevant for beans with pods, grapes, potatoes, rye, oats, strawberries, leek, lettuce, wheat, cucumber and rice. Additionally relevant for: celeriac, chives, currants, dill, fennel, raspberries, parsley, strawberries |  |  | MRM | SRM | Yes | Yes | 0,001 | 0,2 | 100,0 | 100,7 | 9,8 | 582 | 96,0 | 7 | 0,01 | 0,125 | 94,2 | 97,2 | 10,3 | 15 | 93,3 | 2 | 0,05 | 0,05 | 94,0 | 94,0 | 0 | 1 | 100,0 | 1
Plant | 241 | Glufosinate | Glufosinate | WD - Interest for Cumulative Risk Assessment |  | Reg. (EU) 2016/1002; Applicable from: 14/01/2017 | Glufosinate-ammonium (sum of glufosinate, its salts, MPP and NAG expressed as glufosinate equivalents) | Voluntary | especially relevant for potatoes, strawberries and rice. Additionally relevant for several non-MACP commodities such as: berries, tea |  |  | SRM | SRM | No | Yes | [32 empty] | 0,02 | 0,1 | 96,0 | 100,0 | 11,5 | 33 | 93,9 | 1 | [7 empty] | SRM-09 | MD
Plant | 1197 | Glufosinate | MPPA (3-Methylphosphinicopropionic acid) | WD - Interest for Cumulative Risk Assessment |  | Reg. (EU) 2016/1002; Applicable from: 14/01/2017 | Glufosinate-ammonium (sum of glufosinate, its salts, MPP and NAG expressed as glufosinate equivalents) | Voluntary | especially relevant for potatoes, strawberries and rice. Additionally relevant for several non-MACP commodities such as: berries, tea |  |  | SRM | SRM | No Data | Yes | [32 empty] | 0,02 | 0,1 | 86,5 | 88,3 | 16,0 | 30 | 96,7 | 1 | [7 empty] | SRM-09 | MD
Plant | 1245 | Glufosinate | NAG (N-Acetyl Glufosinate) | WD - Interest for Cumulative Risk Assessment |  | Reg. (EU) 2016/1002; Applicable from: 14/01/2017 | Glufosinate-ammonium (sum of glufosinate, its salts, MPP and NAG expressed as glufosinate equivalents) | Voluntary | especially relevant for potatoes, strawberries and rice. Additionally relevant for several non-MACP commodities such as: berries, tea |  |  | SRM | SRM | No Data | Yes | [32 empty] | 0,02 | 0,1 | 101,0 | 102,0 | 8,2 | 24 | 100,0 | 1 | [7 empty] | SRM-09 | MD
Plant | 258 | Ioxynil | Ioxynil | WD - Interest for Cumulative Risk Assessment |  | Reg. (EU) No 777/2013; Applicable from: 06.03.2014 | Ioxynil ( sum of Ioxynil, its salts and its esters, expressed as ioxynil (F)) | Voluntary | especially relevant for cereals, leek, lettuce, tomatoes. Additionally relevant for the non-MACP commodity: chives and dill |  |  | MRM/SRM | SRM | No | Yes | 0,002 | 0,5 | 100,0 | 99,6 | 11,6 | 1372 | 95,8 | 9 | 0,01 | 0,125 | 97,0 | 97,6 | 12,7 | 23 | 95,7 | 3
Plant |  | Ioxynil | Ioxynil (sum; following hydrolysis) | WD - Interest for Cumulative Risk Assessment |  | Reg. (EU) No 777/2013; Applicable from: 06.03.2014 | Ioxynil ( sum of Ioxynil, its salts and its esters, expressed as ioxynil (F)) | Voluntary | especially relevant for cereals, leek, lettuce, tomatoes. Additionally relevant for the non-MACP commodity: chives and dill
Plant |  | Ioxynil | Ioxynil-heptanoate | WD - Interest for Cumulative Risk Assessment |  | Reg. (EU) No 777/2013; Applicable from: 06.03.2014 | Ioxynil ( sum of Ioxynil, its salts and its esters, expressed as ioxynil (F)) | Voluntary | especially relevant for cereals, leek, lettuce, tomatoes. Additionally relevant for the non-MACP commodity: chives and dill
Plant | 1332 | Ioxynil | Ioxynil-octanoate | WD - Interest for Cumulative Risk Assessment |  | Reg. (EU) No 777/2013; Applicable from: 06.03.2014 | Ioxynil ( sum of Ioxynil, its salts and its esters, expressed as ioxynil (F)) | Voluntary | especially relevant for cereals, leek, lettuce, tomatoes. Additionally relevant for the non-MACP commodity: chives and dill |  |  |  |  | No Data | No Data
Plant | 534 | Isoxaflutole | Isoxaflutole | WD - Interest for Cumulative Risk Assessment |  | Reg. (EU) 2015/845; Applicable from: 24.06.2015 | Isoxaflutole (sum of isoxaflutole and its diketonitrile-metabolite, expressed as isoxaflutole) | Voluntary |  |  |  | MRM | MRM/SRM | No | Yes | 0,01 | 0,2 | 97,6 | 97,6 | 19,8 | 229 | 82,1 | 3 | 0,125 | 0,125 | 110,4 | 112,0 | 15,2 | 4 | 75,0 | 1 | 0,05 | 0,05 | 91,0 | 91,0 | 0 | 1 | 100,0 | 1
Plant | 1248 | Isoxaflutole | Isoxaflutole, RPA 202248 | WD - Interest for Cumulative Risk Assessment |  | Reg. (EU) 2015/845; Applicable from: 24.06.2015 | Isoxaflutole (sum of isoxaflutole and its diketonitrile-metabolite, expressed as isoxaflutole) | Voluntary |  |  |  | MRM | No Data | No | Yes | 0,1 | 0,1 | 98,5 | 98,5 | 2,2 | 2 | 100,0 | 1 | [8 empty] | 0,05 | 0,05 | 111,0 | 111,0 | 0 | 1 | 100,0 | 1
Plant | 279 | MCPA | MCPA | WD - Interest for Cumulative Risk Assessment |  | Reg. (EU) No 491/2014; Applicable from: 05.06.2014 | MCPA and MCPB (MCPA, MCPB including their salts, esters and conjugates expressed as MCPA) (F) (R) | Voluntary | relevant for aubergines, cultivated fungi, head cabbage, table grapes, lettuce, peaches, wheat, rye and strawberries. Additionally relevant for several non-MACP commodities such as: Chamomile, berries, cherries, mint, thyme, lentils, tea |  |  | MRM/SRM | SRM | No | Yes | 0,002 | 0,5 | 98,0 | 97,3 | 9,6 | 1463 | 98,7 | 11 | 0,01 | 0,125 | 96,8 | 97,6 | 11,4 | 22 | 95,5 | 3
Plant | 485 | MCPA | MCPB | WD - Interest for Cumulative Risk Assessment |  | Reg. (EU) No 491/2014; Applicable from: 05.06.2014 | MCPA and MCPB (MCPA, MCPB including their salts, esters and conjugates expressed as MCPA) (F) (R) | Voluntary | relevant for aubergines, cultivated fungi, head cabbage, table grapes, lettuce, peaches, wheat, rye and strawberries. Additionally relevant for several non-MACP commodities such as: Chamomile, berries, cherries, mint, thyme, lentils, tea |  |  | MRM/SRM | SRM | No | Yes | 0,002 | 0,5 | 101,0 | 101,4 | 9,7 | 1102 | 97,2 | 8 | 0,01 | 0,125 | 93,8 | 93,2 | 9,5 | 22 | 100,0 | 2
Plant | 292 | Metconazole | Metconazole | WD - Interest for Cumulative Risk Assessment |  | Reg. (EU) No 737/2014; Applicable from: 30.07.2014 | Metconazole (sum of isomers) (F) | Voluntary |  |  |  | MRM | MRM | Difficult | Yes | 0,002 | 0,5 | 97,1 | 97,7 | 11,1 | 436 | 97,5 | 5 | 0,01 | 0,1 | 89,1 | 88,2 | 6,9 | 24 | 100,0 | 1 | 0,05 | 0,05 | 102,0 | 102,0 | 2,8 | 2 | 100,0 | 1
Plant | 905 | Milbemectin | Milbemycin A3 | WD - Interest for Cumulative Risk Assessment |  | Reg. (EU) No 1317/2013; Applicable from: 06.07.2014 | Milbemectin (sum of milbemycin A4 and milbemycin A3, expressed as milbemectin) | Voluntary | relevant for strawberries |  |  | MRM/SRM | MRM/SRM | No | Yes | 0,005 | 0,05 | 102,0 | 97,1 | 19,3 | 104 | 94,2 | 2 | 0,02 | 0,1 | 95,0 | 153,5 | 99,3 | 6 | 83,3 | 2 | 0,05 | 0,05 | 96,0 | 96,0 | 0 | 1 | 100,0 | 1
Plant | 906 | Milbemectin | Milbemycin A4 | WD - Interest for Cumulative Risk Assessment |  | Reg. (EU) No 1317/2013; Applicable from: 06.07.2014 | Milbemectin (sum of milbemycin A4 and milbemycin A3, expressed as milbemectin) | Voluntary | relevant for strawberries |  |  | MRM/SRM | MRM/SRM | No | Yes | 0,005 | 0,1 | 98,0 | 94,0 | 33,5 | 122 | 73,0 | 2 | 0,02 | 0,1 | 75,4 | 68,9 | 29,1 | 6 | 83,3 | 2 | 0,05 | 0,05 | 78,0 | 78,0 | 0 | 1 | 100,0 | 1
Plant | 307 | Molinate | Molinate | WD - Interest for Cumulative Risk Assessment |  | Reg. (EU) No 703/2014; Applicable from: 16.01.2015 | Molinate | Voluntary |  |  |  | MRM | MRM | Yes | Yes | [16 empty] | 0,05 | 0,05 | 94,0 | 94,0 | 0 | 1 | 100,0 | 1
Plant | 539 | Oxadiargyl | Oxadiargyl | WD - Interest for Cumulative Risk Assessment |  | Reg. (EU) 2015/1040; Applicable from: 01/10/2015 | Oxadiargyl | Voluntary |  |  |  | MRM | MRM | Difficult | Yes | 0,002 | 0,1 | 101,5 | 102,5 | 13,1 | 200 | 89,0 | 3 | 0,01 | 0,1 | 97,5 | 99,7 | 9,6 | 10 | 90,0 | 1 | 0,05 | 0,05 | 102,0 | 102,0 | 0 | 1 | 100,0 | 1
Plant | 540 | Oxasulfuron | Oxasulfuron | WD - Interest for Cumulative Risk Assessment |  | Reg. (EU) No 289/2014; Applicable from: 11.10.2014 | Oxasulfuron | Voluntary |  |  |  | MRM/SRM | MRM/SRM | No | Yes | 0,025 | 0,08325 | 88,0 | 86,6 | 13,4 | 48 | 91,7 | 1
Plant | 327 | Oxyfluorfen | Oxyfluorfen | WD - Interest for Cumulative Risk Assessment |  | Reg. (EC) No 149/2008; Applicable from: 01.09.2008 | Oxyfluorfen | Voluntary |  |  |  | MRM | No Data | Difficult | Difficult | 0,005 | 1 | 98,0 | 97,2 | 11,5 | 516 | 95,9 | 7 | 0,01 | 0,25 | 96,5 | 93,7 | 8,2 | 18 | 100,0 | 3
Plant | 541 | Picolinafen | Picolinafen | WD - Interest for Cumulative Risk Assessment |  | Reg. (EU) No 1126/2014; Applicable from: 13.05.2015 | Picolinafen | Voluntary |  |  |  | MRM | MRM | Yes | Yes | 0,001 | 0,1 | 98,0 | 98,8 | 14,6 | 281 | 89,3 | 3 | 0,01 | 0,125 | 87,4 | 88,0 | 4,8 | 11 | 100,0 | 2 | 0,05 | 0,05 | 82,0 | 78,3 | 14,0 | 3 | 66,7 | 1
Plant | 364 | Propaquizafop | Propaquizafop | WD - Interest for Cumulative Risk Assessment |  | Reg. (EC) No 839/2008; Applicable from: 01.09.2008 | Propaquizafop | Voluntary |  |  |  | MRM | No Data | Yes | Yes | 0,002 | 0,5 | 95,7 | 96,0 | 13,2 | 283 | 95,4 | 3 | 0,01 | 0,125 | 89,2 | 89,7 | 4,9 | 11 | 100,0 | 2 | 0,05 | 0,05 | 110,0 | 110,0 | 2,6 | 2 | 100,0 | 1
Plant | 821 | Proquinazid | Proquinazid | WD - Interest for Cumulative Risk Assessment |  | Reg. (EU) 2016/1003; Applicable from: 14/07/2016 | Proquinazid (R) | Voluntary |  |  |  | MRM | MRM | Yes | Yes | 0,002 | 0,24 | 94,3 | 94,1 | 13,0 | 512 | 95,7 | 9 | 0,01 | 0,1 | 52,6 | 52,5 | 12,0 | 57 | 0 | 5 | 0,05 | 0,05 | 116,0 | 116,0 | 0 | 1 | 100,0 | 1
Plant | 379 | Pyridate | Pyridate | WD - Interest for Cumulative Risk Assessment |  | Reg. (EU) No 1127/2014; Applicable from: 13.05.2015 | Pyridate (sum of pyridate, its hydrolysis product CL 9673 (6-chloro-4-hydroxy-3-phenylpyridazin) and hydrolysable conjugates of CL 9673 expressed as pyridate) | Voluntary | especially relevant for grapefruit, oranges, sweet pepper. Additionally relevant for several non-MACP commodities such as: avocado, Brussel's sprouts, celery, dill, leek, mandarins and tea) (SRM method, support EURLs needed |  |  | MRM/SRM | SRM | Difficult | Yes | 0,001 | 0,1 | 71,0 | 73,2 | 26,5 | 183 | 53,0 | 2 | 0,025 | 0,125 | 68,7 | 56,1 | 40,7 | 7 | 28,6 | 2 | [31 empty] | SRM-23 | OB
Plant |  | Pyridate | Pyridate (sum; following hydrolysis to CL 9673 (6-chloro-4-hydroxy-3-phenylpyridazin)) | WD - Interest for Cumulative Risk Assessment |  | Reg. (EU) No 1127/2014; Applicable from: 13.05.2015 | Pyridate (sum of pyridate, its hydrolysis product CL 9673 (6-chloro-4-hydroxy-3-phenylpyridazin) and hydrolysable conjugates of CL 9673 expressed as pyridate) | Voluntary | especially relevant for grapefruit, oranges, sweet pepper. Additionally relevant for several non-MACP commodities such as: avocado, Brussel's sprouts, celery, dill, leek, mandarins and tea) (SRM method, support EURLs needed | [53 empty] | SRM-23 | OB
Plant | 386 | Quinoclamine | Quinoclamine | WD - Interest for Cumulative Risk Assessment |  | Reg. (EU) No 703/2014; Applicable from: 16.01.2015 | Quinoclamine | Voluntary |  |  |  | MRM | No Data | Yes | Yes | 0,01 | 0,5 | 98,0 | 97,8 | 14,4 | 279 | 90,7 | 3 | 0,025 | 0,375 | 93,5 | 92,3 | 14,5 | 6 | 100,0 | 2 | 0,05 | 0,05 | 96,0 | 98,7 | 4,7 | 3 | 100,0 | 1
Plant | 1522 | Quizalofop | Quizalofop | WD - Interest for Cumulative Risk Assessment |  | Reg. (EU) No 500/2013; Applicable from: 05.06.2013 | Quizalofop, incl. quizalfop-P | Voluntary | relevant for carrots, head cabbage, spinach, broccoli, spinach and potatoes; also relevant for several non-MACP commodities such as: celeriac, parsley, coriander, caraway, fennel. dill, herbs (balm, basil, mint, thyme); beet, chard, artichoke, chicory |  |  | MRM/SRM | No Data | No | Yes | 0,002 | 0,1 | 102,0 | 102,7 | 9,5 | 211 | 97,6 | 3 | 0,01 | 0,1 | 90,4 | 82,8 | 22,6 | 16 | 68,8 | 2
Plant | 874 | Quizalofop | Quizalofop-P | WD - Interest for Cumulative Risk Assessment |  | Reg. (EU) No 500/2013; Applicable from: 05.06.2013 | Quizalofop, incl. quizalfop-P | Voluntary | relevant for carrots, head cabbage, spinach, broccoli, spinach and potatoes; also relevant for several non-MACP commodities such as: celeriac, parsley, coriander, caraway, fennel. dill, herbs (balm, basil, mint, thyme); beet, chard, artichoke, chicory |  |  | MRM/SRM | No Data | No | Yes
Plant | 875 | Sulfuryl Fluoride | Sulfuryl Fluoride | WD - Interest for Cumulative Risk Assessment |  | Reg. (EC) No 839/2008; Applicable from: 01.09.2008 | Sulfuryl fluoride | Voluntary | especially relevant for nuts and dried fruit |  |  | SRM | SRM | Yes | No Data
Plant | 437 | Tri-Allate | Tri-Allate | WD - Interest for Cumulative Risk Assessment |  | Reg. (EC) No 149/2008; Applicable from: 01.09.2008 | Tri-allate | Voluntary |  |  |  | MRM | No Data | Yes | Yes | 0,001 | 1 | 97,5 | 97,8 | 11,1 | 274 | 97,4 | 7 | 0,01 | 0,125 | 69,6 | 72,1 | 14,4 | 12 | 41,7 | 3 | 0,05 | 0,05 | 102,0 | 102,0 | 0 | 1 | 100,0 | 1

## InformationOnMethods_byEurlFV
Abbreviation used in Method-List | Method Name | Link
FV 2014-M16 | EURL-FV (2014-M16) ¦ High-resolution accuracy-mass method for the screening of a wide range of pesticides in different fruit and vegetable matrices | http://www.eurl-pesticides.eu/docs/public/tmplt_article.asp?CntID=982&LabID=500&Lang=EN
FV 2014-M15 | EURL-FV (2014-M15) ¦ Pesticide analysis in fruit and vegetables by microflow liquid chromatography coupled to mass spectrometry | http://www.eurl-pesticides.eu/userfiles/file/Microflow.pdf
FV 2014-M12 | EURL-FV (2014-M12) ¦ Dutch Mini-Luke ("NL-") extraction method followed by LC and GC-MS/MS for multi-residue analysis of pesticides in fruits and vegetables | http://www.eurl-pesticides.eu/userfiles/file/NL-miniLuke-extraction-method.pdf
FV 2014-M11 | EURL-FV (2014-M11) ¦ Determination of pesticide residues in avocado and almond by liquid and gas chromatography tandem mass spectrometry | http://www.eurl-pesticides.eu/userfiles/file/EURL-FV%20(2013-M11)Determination%20of%20pesticide%20residues%20in%20high%20oil%20vegetal%20commodities.pdf
FV 2013-M9 | EURL-FV (2013-M9) ¦ Validation data of five selected pesticides using QuEChERS by liquid chromatography tandem mass spectrometry | http://www.eurl-pesticides.eu/userfiles/file/Validation_5_new_compounds%20(1).pdf
FV 2013-M8 | EURL-FV (2013-M8) ¦ Pesticide analysis in teas and chamomile by liquid chromatography and gaschromatography tandem mass spectrometry | http://www.eurl-pesticides.eu/library/docs/fv/Pesticides_analysis_in_teas_and_chamomile.pdf
FV 2012-M6 | EURL-FV (2012-M6) ¦ Validation Data of 127 Pesticides Using a Multiresidue Method by LC-MS/MS and GC-MS/MS in Olive Oil | http://www.crl-pesticides.eu/library/docs/fv/Validation-OliveOil.pdf
FV 2010-M4 | EURL-FV (2010-M4) ¦ Analysis of pesticide residues in fruit and vegetables with ethyl acetate extraction using gas and liquid chromatography with tandem mass spectrometric detection | http://www.crl-pesticides.eu/library/docs/fv/ethyl_acetate_extraction.pdf
FV 2010-M3 | EURL-FV (2010-M3) ¦ Multiresidue Method using Mini-Luke followed by GC-QqQ-MS/MS for Fruits and Vegetables | http://www.crl-pesticides.eu/library/docs/fv/Validation_MiniLuke.pdf
FV 2010-M2 | EURL-FV (2010-M2) ¦ Validation Data for the Analysis of Chlorotalonil in Leek Using Mini-Luke Method Followed by GC-QqQ-MS/MS | http://www.crl-pesticides.eu/library/docs/fv/Validation_Leek.pdf
FV 2010-M1 | EURL-FV (2010-M1) ¦ Multiresidue Method using QuEChERS followed by GC-QqQ/MS/MS and LC-QqQ/MS/MS for Fruits and Vegetables | http://www.crl-pesticides.eu/library/docs/fv/CRLFV_Multiresidue_methods.pdf

## InformationOnMethods_byEurlCF
Abbreviation used in Method-List | Method Name | Link
CF-18 | Report 18 Determination of pesticide residues in maize for livestock feed by GC-MS/MS and LC-MS/MS (QuEChERS method) | http://www.eurl-pesticides.eu/userfiles/file//(18)%20Appendix%204%20Validering%202014%20Feed%20Quechers%20report%2018_150204.pdf
CF-17 | Report 17 Determination of pesticide residues in maize for livestock feed by GC-MS/MS and LC-MS/MS (QuEChERS method) | http://www.eurl-pesticides.eu/userfiles/file//(17)%20Appendix%203%20Validering%202014%20Feed%20Quechers%20report%2017_150204.pdf
CF-16 | Validation Report 16 - Determination of pesticide residues in wheat, abrley and rice by GC-MS/MS and LC-MS/MS | http://www.eurl-pesticides.eu/userfiles/file//%2816%29%20Appendix%202%20Validering%202014%20Cerealier%20GC-MSMS%20and%20LC-MSMS%20report%2016%20150108.pdf
CF-15 | Report 15 Determination of pesticide residues in wheat, rye, rice and barley by LC-MS/MS (SweEt) | http://www.eurl-pesticides.eu/userfiles/file/(15)%20Appendix%203%20Validation%20report%20SweEt%20on%20cerealier%20LC-MSMS%20report%2015.pdf
CF-14 | Report 14 Determination of pesticide residues in feed by GC-MS/MS (QuEChERS) | http://www.eurl-pesticides.eu/userfiles/file/(14)%20Appendix%204%20Validering%202013%20Feed%20report%20Quechers%20report%2014_140331.pdf
CF-13 | Report 13 Determination of pesticide residues in wheat, rye, rice and barley by GC-MS/MS and LC-MS/MS (QuEChERS method) | http://www.eurl-pesticides.eu/userfiles/file/(13)%20Appendix%202Validering%202013%20Cerealier%20GC-MSMS%20and%20LC-MSMS%20report%2013%20140331.pdf
CF-12 | Report 12 Determination of pesticide residues in hay by LC-MS/MS and GC-MS/MS (QuEChERS) | http://www.eurl-pesticides.eu/userfiles/file/(12)%20Appendix%206%20Validering%202012%20Hay%20LC_GC-MSMS%20report%2012.pdf
CF-11 | Report 11 Determination of Pesticide Residues in wheat by GC-MS/MS (SweEt method) | http://www.eurl-pesticides.eu/userfiles/file/(11)%20Appendix%203%20Validation%202012%20cerealier%20FC-MSMS%20SweEt%20report%2011.pdf
CF-10 | Report 10 Determination of pesticide residues in wheat, oat, rye, rice and barley by GC-MS/MS (QuEChERS) | http://www.eurl-pesticides.eu/userfiles/file/(10)%20Appendix%202%20Validering%202012%20Cerealier%20GC-MSMS%20report%2010.pdf
CF-9 | Report 9 Determination of pesticide residues in wheat, oat, rye, rice and barley by LC-MS/MS (QuEChERS) | http://www.eurl-pesticides.eu/userfiles/file/(9)%20Validering%202011%20Cerealier%20LC-MSMS%20report%209.pdf
CF-8 | Report 8 Determination of pesticide residues in rice and wheat by GC-MS/MS and LC-MS/MS (QuEChERS) | http://www.eurl-pesticides.eu/userfiles/file//(8)%20Validering%202011%20Cerealier%20GC-MSMS%20og%20LC-MSMS%20report%208.pdf
CF-7 | Report 7 QuEChERS method - GC-MS/MS - Isoprothiolane | http://www.crl-pesticides.eu/library/docs/cf/(7)%20Validation%20report%20on%20isoprothiolane%20in%20rice%20by%20QuEChers.pdf
CF-6 | Report 6 QuEChERS method - GC-MS/MS and LC-MS/MS | http://www.crl-pesticides.eu/library/docs/cf/(6)%20Cerealier%20nye%20stoffer%20GC-MSMS%20og%20LC-MSMS%202010%20Quechers.pdf
CF-5 | Report 5 QuEChERS - GC-MS/MS | http://www.crl-pesticides.eu/library/docs/cf/(5)%20Cereal%2050%20quechers%20validation%20part%202%20Quechers%20GC-MS-MS%202009.pdf
CF-4 | Report 4 QuEChERS - LC-MS/MS | http://www.crl-pesticides.eu/library/docs/cf/(4)%20Validering_quechers_LC-MS%202008.pdf
CF-3 | Report 3 QuEChERS - GC-MS/MS | http://www.crl-pesticides.eu/library/docs/cf/(3)%20Cereal%2050%20quechers%20validation%20part%201%20Quechers%20GC-MS-MS%202008.pdf
CF-2 | Report 2 QuEChERS - ITD | http://www.crl-pesticides.eu/library/docs/cf/(2)%20QuEChERS%20Validation%20report%20IT83%202%20udg%202008NEW.pdf
CF-1 | Report 1 FP086 (methanolic extraction) - LC-MS/MS | http://www.crl-pesticides.eu/library/docs/cf/(1)%20Validering%20FP086.1_udvidelse_korn%20LC-MS-MS%202007.pdf
CF S1 | Screening Report 1 Screening of pesticide residues in cereals by UPLC-TOF | http://www.eurl-pesticides.eu/userfiles/file/(S1)Validation%20on%20screening%20method%20-%20report1.pdf
CF S2 | Screening Report 2 Screening method for pesticide residues in cereals using LC-QTOF from Agilent | https://fis-vl.bund.de/Members/irc/fis-vl/crl-pesticides/library?l=/crl-pesticides-cf/validation_reports_other_documet/appendix5-validation_20140320pdf/_EN_1.0_&a=d
CF S3 | Screening Report 3 Screening method for pesticide residues in cereals using GC-QTOF from Agilent | https://fis-vl.bund.de/Members/irc/fis-vl/crl-pesticides/library?l=/crl-pesticides-cf/validation_reports_other_documet/s3appendix6-validation_20140320p/_EN_1.0_&a=d
CF S4 | Screening Report 4 Screening method for pesticide residues in cereals using LC‐QTOF from Agilent | https://fis-vl.bund.de/Members/irc/fis-vl/crl-pesticides/library?l=/crl-pesticides-cf/validation_reports_other_documet/6-validation_lc-qtof_20150106pdf/_EN_1.0_&a=d

## InformationOnMethods_byEurlAO
Abbreviation used in Method-List | Method Name | Link
EN1528 | EN 1528 (Example of Sample preparation for Resmethrin and Parlar) | https://fis-vl.bvl.bund.de/share/proxy/alfresco/api/node/content/workspace/SpacesStore/0480454b-2cfd-4a7a-be6f-4cab0109ef61/CRL_AO_Method_Resmethrin_Parlar.pdf
EUPT AO 09 | EUPT AO 09 (Quechers, Pesticides in liquid whole egg) | https://fis-vl.bvl.bund.de/share/proxy/alfresco/api/node/content/workspace/SpacesStore/ce52e5f4-f3eb-408f-9e87-2da5992b3647/Method_for_polar_Pesticides_AO_09.pdf
EUPT AO 08 | EUPT AO 08 (Quechers, Pesticides in raw poultry meat) | https://fis-vl.bvl.bund.de/share/proxy/alfresco/api/node/content/workspace/SpacesStore/2a25b206-df6d-4690-a59d-91d8c7e99deb/Method_for_polar_Pesticides_AO_08.pdf
EUPT AO 07 | EUPT AO 07 (Quechers, Pesticides in liquid cream) | https://fis-vl.bvl.bund.de/share/proxy/alfresco/api/node/content/workspace/SpacesStore/e41e46e8-87ed-48a8-90ed-bb2289a7e040/Method_EURL_AO_MACP_new_Pesticides.pdf

## InformationOnMethods_byEurlSRM
Abbreviation used in Method-List | Method Name | Link
SRM-01 | Analysis of Abamectin via QuEChERS and LC-MS/MS | http://www.eurl-pesticides.eu/library/docs/srm/meth_Abamectin_CrlSrm.PDF
SRM-02 | Analysis of Acidic Pesticides using QuEChERS (EN15662) and acidified QuEChERS method | http://www.eurl-pesticides.eu/userfiles/file/EurlSRM/EurlSrm_Observations_AcidicPesticides.pdf
SRM-03 | Analysis of Phenoxyalkanoic Acids in Milk using QuEChERS method and LC-MS/MS | http://www.eurl-pesticides.eu/userfiles/file//EurlSrm_meth_Phenoxy_Milk%281%29.pdf
SRM-04 | Analysis of Acidic Pesticides in Wheat Flour Samples by LC-MS(/MS) using the QuEChERS Method | http://www.eurl-pesticides.eu/library/docs/srm/meth_acidicpesticides_wheat_quechers_EurlSrm.pdf
SRM-05 | Analysis of Amitraz and ist Main Metabolites in Pears via QuEChERS and LC-MS/MS | http://www.eurl-pesticides.eu/library/docs/srm/meth_Amitraz_CrlSrm.pdf
SRM-06 | Bromine Containing Fumigants Determined as Total Bromide | http://www.eurl-pesticides.eu/library/docs/srm/meth_TotInorgBromide_CrlSrm.pdf
SRM-07 | Analysis of Captan and Folpet via QuEChERS and GC-MS(CI) | http://www.eurl-pesticides.eu/library/docs/srm/meth_CaptanFolpet_EurlSrm.PDF
SRM-08 | Analysis of Chlormequat and Mepiquat Residues in Foods of Plant Origin | http://www.eurl-pesticides.eu/library/docs/srm/meth_ChlormequatMepiquat_CrlSrm.pdf
SRM-09 | Quick Method for the Analysis of numerous Highly Polar Pesticides in Foods of Plant Origin via LC-MS/MS involving Simultaneous Extraction with Methanol (QuPPe-PO--Method) | http://www.eurl-pesticides.eu/docs/public/tmplt_article.asp?CntID=887&LabID=200&Lang=EN
SRM-10 | Modified QuEChERS-Method for the Analysis of Chlorothalonil in Fruits and Vegetables | http://www.eurl-pesticides.eu/library/docs/srm/meth_QuEChERSforChlorothalonil_2010.PDF
SRM-11 | Analysis of Dicofol via QuEChERS - Use of Isotope labeled dicofol to improve precision | http://www.eurl-pesticides.eu/library/docs/srm/EurlSrm_Observations_dicofol.pdf
SRM-12 | Analysis of Dithianon in Fruits and Vegetables using acidified QuEChERS and LC-MS/MS | http://www.eurl-pesticides.eu/userfiles/file/EurlSRM/meth_Dithianon_EurlSRM.pdf
SRM-13 | Analysis of Dithianon by the QuEChERS Method - Impact of acidification during extraction on recoveries | http://www.eurl-pesticides.eu/userfiles/file/EurlSRM/observ_Dithianon-EurlSRM.pdf
SRM-14 | Analysis of Dithiocarbamate Residues in Foods of Plant Origin involving Cleavage into Carbon Disulfide, Partitioning into Isooctane and Determinative Analysis by GC-ECD | http://www.eurl-pesticides.eu/library/docs/srm/meth_DithiocarbamatesCs2_EurlSrm.PDF
SRM-15 | Analysis of Dodine by the QuEChERS Method - Interactions in the Injector and role of the Matrix | http://www.eurl-pesticides.eu/userfiles/file/EurlSRM/EurlSrm_Observations_Dodine.pdf
SRM-16 | Analysis of Organotin-Pesticides by the QuEChERS-method - Impact of acidifying on the recoveries | http://www.eurl-pesticides.eu/library/docs/srm/EURL_observations_Organotins.pdf
SRM-17 | Analysis of Flonicamid-Metabolites TFNA and TFNG using acidified QuEChERS method | http://www.eurl-pesticides.eu/userfiles/file/EurlSRM/EurlSRM_meth_FlonicamidMetabolites.pdf
SRM-18 | Analysis of the Fumigant Phosphine by applying Headspace-GC-MSD | http://www.eurl-pesticides.eu/userfiles/file/EurlSRM/EurlSRM_meth_Phosphin.pdf
SRM-19 | Determination of Prochloraz (sum) via its Metabolites | http://www.eurl-pesticides.eu/userfiles/file/EurlSRM/EURL_observations_Prochloraz.pdf
SRM-20 | Matrix-induced Signal Enhancement of Propamocarb in LS-MS/MS | http://www.eurl-pesticides.eu/library/docs/srm/EurlSrm_Observations_Propamocarb.pdf
SRM-21 | Improvement of Ethoxyquin Recoveries by QuEChERS Through the Addition of Ascorbic Acid | http://www.eurl-pesticides.eu/userfiles/file/EurlSRM/EurlSrm_Observations_Ethoxyquin_V2.pdf
SRM-22 | Analysis of Pyridate and its metabolite Pyridafol by QuEChERS and LC-MS/MS | http://www.eurl-pesticides.eu/userfiles/file/EurlSRM/EURL_Observations_Pyridate.pdf
SRM-23 | Analysis of Carbofuran (sum) by applying hydrolysis on QuEChERS extracts | http://www.eurl-pesticides.eu/userfiles/file/EurlSRM/EurlSrm_Observations_Carbofuran.pdf
SRM-24 | Analysis of Ethoxyquin and its Metabolites in Fish Using the QuEChERS Method | http://www.eurl-pesticides.eu/userfiles/file/EurlSRM/observ_Ethoxyquin-metabolites-salmon_EurlSRM.pdf
SRM-25 | Quick Method for the Analysis of Residues of numerous Highly Polar Pesticides in Food Commodities involving Simultaneous Extraction with Methanol and Determination via LC-MS/MS (QuPPe-AO-Method) | http://www.eurl-pesticides.eu/userfiles/file/EurlSRM/meth_QuPPe_AO.pdf
SRM-26 | Analysis of Quaternary Ammonium Compounds (QACs) in Fruits and Vegetables using QuEChERS and LC-MS/MS | http://www.eurl-pesticides.eu/userfiles/file/EurlSRM/EurlSRM_meth_QAC_ShortMethod.pdf
SRM-27 | Analysis of BACs and DDAC in Milk using QuEChERS method and LC-MS/MS | http://www.eurl-pesticides.eu/userfiles/file//EurlSRM_meth_QAC_Milk.pdf
SRM-28 | Analysis of 4-Hydroxy-Chlorothalonil (SDS-3701) in Milk using QuEChERS and LC-MS/MS | http://www.eurl-pesticides.eu/userfiles/file//EurlSrm_meth_4HydroxyChlorothalonil_Milk-V2-1.pdf
SRM-29 | Analysis of Fumigants in Cereals and Dry Fruits Applying GC-MS/MS | http://www.eurl-pesticides.eu/userfiles/file/EurlSRM/EurlSRM_meth_Fumigants.pdf
SRM-30 | Analysis of Nicotine in Mushrooms | http://www.eurl-pesticides.eu/library/docs/srm/meth_NicotineMushrooms_CrlFvCrlSrm.pdf
SRM-31 | Modified Version of the QuEChERS-Method for the Analysis of Pentachlorophenol in Guar Gum | http://www.eurl-pesticides.eu/library/docs/srm/meth_QuechersForGuarGum.pdf
SRM-32 | Analysis of Pymetrozine by the QuEChERS Method-Impact of pH on Recovery Rate | http://www.eurl-pesticides.eu/userfiles/file/EurlSRM/EurlSrm_Observations_Pymetrozine.pdf
SRM-34 | Analysis of Bifenazate (sum) by the QuEChERS Method using LC-MS/MS | http://www.eurl-pesticides.eu/userfiles/file/EurlSRM/meth_Bifenazate_EurlSRM.pdf